## Graph
Product Raw Data
Metal-Core PCB White LEDs
DISCLAIMER: The data presented here are typical. Slight variations in performance data will occur from lot to lot. Please contact Technical Support with any questions regarding the use or reliability of this data.
This data may be used in publications. However, please cite Thorlabs as the source.
Additional Information:
For each LED, the normalized output spectrum has been scaled to the minimum specified output power and plotted in the graph to the right. Due to variations in the manufacturing process and operating parameters such as temperature and current, the actual spectral output of any given LED will vary. Output plots are only intended to be used as a guideline.

## Spectra Scaled to Min Power
LED Item # | MWWHD4 |  | MWUVD1 |  | MNWHD2 |  | MCWHD5 |  | MCWHD6 |  | MCWHD7
Min Output Power (mW) | 1713 |  | 235 |  | 740 |  | 930 |  | 942 |  | 2064.8
Scaling Constant | 11.3955 |  | 3.1543 |  | 4.4227 |  | 8.5019 |  | 8.6243 |  | 21.5451
Spectra | Wavelength (nm) | Spectral Flux (mW/nm) | Wavelength (nm) | Spectral Flux (mW/nm) | Wavelength (nm) | Spectral Flux (mW/nm) | Wavelength (nm) | Spectral Flux (mW/nm) | Wavelength (nm) | Spectral Flux (mW/nm) | Wavelength (nm) | Spectral Flux (mW/nm)
| 199.7603 | 0 | 199.7603 | 0 | 199.9755 | 0 | 199.7603 | 0.00068036 | 199.7603 | 0 | 199.7603 | 0
| 199.9619 | 0 | 199.9619 | 0 | 200.1769 | 0 | 199.9619 | 0.00039596 | 199.9619 | 0 | 199.9619 | 0
| 200.1636 | 0 | 200.1636 | 0 | 200.3784 | 0 | 200.1636 | 0.000657 | 200.1636 | 0 | 200.1636 | 0
| 200.3652 | 0 | 200.3652 | 0 | 200.5799 | 0 | 200.3652 | 0.00046488 | 200.3652 | 0 | 200.3652 | 0
| 200.5669 | 0 | 200.5669 | 0 | 200.7814 | 0 | 200.5669 | 0.0006432 | 200.5669 | 0 | 200.5669 | 0
| 200.7686 | 0 | 200.7686 | 0 | 200.9829 | 0 | 200.7686 | 0.00044908 | 200.7686 | 0 | 200.7686 | 0
| 200.9704 | 0 | 200.9704 | 0 | 201.1845 | 0 | 200.9703 | 0.00063467 | 200.9704 | 0 | 200.9704 | 0
| 201.1721 | 0 | 201.1721 | 0 | 201.3861 | 0 | 201.1721 | 0.00039196 | 201.1721 | 0 | 201.1721 | 0
| 201.3738 | 0 | 201.3738 | 0 | 201.5876 | 0 | 201.3738 | 0.0006669 | 201.3738 | 0 | 201.3738 | 0
| 201.5756 | 0 | 201.5756 | 0 | 201.7893 | 0 | 201.5756 | 0.00043612 | 201.5756 | 0 | 201.5756 | 0
| 201.7774 | 0 | 201.7774 | 0 | 201.9909 | 0 | 201.7774 | 0.00060859 | 201.7774 | 0 | 201.7774 | 0
| 201.9792 | 0 | 201.9792 | 0 | 202.1925 | 0 | 201.9792 | 0.00039148 | 201.9792 | 0 | 201.9792 | 0
| 202.181 | 0 | 202.181 | 0 | 202.3942 | 0 | 202.181 | 0.000665 | 202.181 | 0 | 202.181 | 0
| 202.3828 | 0 | 202.3828 | 0 | 202.5959 | 0 | 202.3828 | 0.0004205 | 202.3828 | 0 | 202.3828 | 0
| 202.5846 | 0 | 202.5846 | 0 | 202.7976 | 0 | 202.5846 | 0.00063513 | 202.5846 | 0 | 202.5846 | 0
| 202.7865 | 0 | 202.7865 | 0 | 202.9993 | 0 | 202.7865 | 0.0004189 | 202.7865 | 0 | 202.7865 | 0
| 202.9884 | 0 | 202.9884 | 0 | 203.201 | 0 | 202.9884 | 0.00066176 | 202.9884 | 0 | 202.9884 | 0
| 203.1902 | 0 | 203.1902 | 0 | 203.4028 | 0 | 203.1902 | 0.00042173 | 203.1902 | 0 | 203.1902 | 0
| 203.3921 | 0 | 203.3921 | 0 | 203.6045 | 0 | 203.3921 | 0.00063558 | 203.3921 | 0 | 203.3921 | 0
| 203.594 | 0 | 203.594 | 0 | 203.8064 | 0 | 203.594 | 0.00038223 | 203.594 | 0 | 203.594 | 0
| 203.796 | 0 | 203.796 | 0 | 204.0082 | 0 | 203.796 | 0.00064 | 203.796 | 0 | 203.796 | 0
| 203.9979 | 0 | 203.9979 | 0 | 204.21 | 0 | 203.9979 | 0.00040774 | 203.9979 | 0 | 203.9979 | 0
| 204.1998 | 0 | 204.1998 | 0 | 204.4118 | 0 | 204.1998 | 0.00067436 | 204.1998 | 0 | 204.1998 | 0
| 204.4018 | 0 | 204.4018 | 0 | 204.6137 | 0 | 204.4018 | 0.000434 | 204.4018 | 0 | 204.4018 | 0
| 204.6038 | 0 | 204.6038 | 0 | 204.8156 | 0 | 204.6038 | 0.00064438 | 204.6038 | 0 | 204.6038 | 0
| 204.8058 | 0 | 204.8058 | 0 | 205.0175 | 0 | 204.8058 | 0.00040713 | 204.8058 | 0 | 204.8058 | 0
| 205.0078 | 0 | 205.0078 | 0 | 205.2194 | 0 | 205.0078 | 0.00064521 | 205.0078 | 0 | 205.0078 | 0
| 205.2098 | 0 | 205.2098 | 0 | 205.4214 | 0 | 205.2098 | 0.00041031 | 205.2098 | 0 | 205.2098 | 0
| 205.4118 | 0 | 205.4118 | 0 | 205.6233 | 0 | 205.4118 | 0.00063054 | 205.4118 | 0 | 205.4118 | 0
| 205.6139 | 0 | 205.6139 | 0 | 205.8253 | 0 | 205.6139 | 0.00038043 | 205.6139 | 0 | 205.6139 | 0
| 205.816 | 0 | 205.816 | 0 | 206.0273 | 0 | 205.816 | 0.00069532 | 205.816 | 0 | 205.816 | 0
| 206.0181 | 0 | 206.0181 | 0 | 206.2293 | 0 | 206.018 | 0.00038101 | 206.0181 | 0 | 206.0181 | 0
| 206.2202 | 0 | 206.2202 | 0 | 206.4314 | 0 | 206.2201 | 0.00065762 | 206.2202 | 0 | 206.2202 | 0
| 206.4223 | 0 | 206.4223 | 0 | 206.6334 | 0 | 206.4223 | 0.00044444 | 206.4223 | 0 | 206.4223 | 0
| 206.6244 | 0 | 206.6244 | 0 | 206.8355 | 0 | 206.6244 | 0.00066996 | 206.6244 | 0 | 206.6244 | 0
| 206.8265 | 0 | 206.8265 | 0 | 207.0376 | 0 | 206.8265 | 0.00039177 | 206.8265 | 0 | 206.8265 | 0
| 207.0287 | 0 | 207.0287 | 0 | 207.2397 | 0 | 207.0287 | 0.00064286 | 207.0287 | 0 | 207.0287 | 0
| 207.2308 | 0 | 207.2308 | 0 | 207.4418 | 0 | 207.2308 | 0.00044606 | 207.2308 | 0 | 207.2308 | 0
| 207.433 | 0 | 207.433 | 0 | 207.644 | 0 | 207.433 | 0.00068824 | 207.433 | 0 | 207.433 | 0
| 207.6352 | 0 | 207.6352 | 0 | 207.8462 | 0 | 207.6352 | 0.00040044 | 207.6352 | 0 | 207.6352 | 0
| 207.8374 | 0 | 207.8374 | 0 | 208.0483 | 0 | 207.8374 | 0.000668 | 207.8374 | 0 | 207.8374 | 0
| 208.0397 | 0 | 208.0397 | 0 | 208.2506 | 0 | 208.0397 | 0.00037593 | 208.0397 | 0 | 208.0397 | 0
| 208.2419 | 0 | 208.2419 | 0 | 208.4528 | 0 | 208.2419 | 0.00072358 | 208.2419 | 0 | 208.2419 | 0
| 208.4442 | 0 | 208.4442 | 0 | 208.655 | 0 | 208.4442 | 0.00041473 | 208.4442 | 0 | 208.4442 | 0
| 208.6464 | 0 | 208.6464 | 0 | 208.8573 | 0 | 208.6464 | 0.00061359 | 208.6464 | 0 | 208.6464 | 0
| 208.8487 | 0 | 208.8487 | 0 | 209.0596 | 0 | 208.8487 | 0.00043552 | 208.8487 | 0 | 208.8487 | 0
| 209.051 | 0 | 209.051 | 0 | 209.2619 | 0 | 209.051 | 0.00062491 | 209.051 | 0 | 209.051 | 0
| 209.2533 | 0 | 209.2533 | 0 | 209.4642 | 0 | 209.2533 | 0.00042681 | 209.2533 | 0 | 209.2533 | 0
| 209.4556 | 0 | 209.4556 | 0 | 209.6665 | 0 | 209.4556 | 0.00066104 | 209.4556 | 0 | 209.4556 | 0
| 209.658 | 0 | 209.658 | 0 | 209.8689 | 0 | 209.658 | 0.00047441 | 209.658 | 0 | 209.658 | 0
| 209.8603 | 0 | 209.8603 | 0 | 210.0712 | 0 | 209.8603 | 0.00069087 | 209.8603 | 0 | 209.8603 | 0
| 210.0627 | 0 | 210.0627 | 0 | 210.2736 | 0 | 210.0627 | 0.00039584 | 210.0627 | 0 | 210.0627 | 0
| 210.2651 | 0 | 210.2651 | 0 | 210.476 | 0 | 210.2651 | 0.0006602 | 210.2651 | 0 | 210.2651 | 0
| 210.4675 | 0 | 210.4675 | 0 | 210.6785 | 0 | 210.4675 | 0.00039643 | 210.4675 | 0 | 210.4675 | 0
| 210.6699 | 0 | 210.6699 | 0 | 210.8809 | 0 | 210.6699 | 0.00059838 | 210.6699 | 0 | 210.6699 | 0
| 210.8723 | 0 | 210.8723 | 0 | 211.0834 | 0 | 210.8723 | 0.00039522 | 210.8723 | 0 | 210.8723 | 0
| 211.0748 | 0 | 211.0748 | 0 | 211.2859 | 0 | 211.0747 | 0.00064711 | 211.0748 | 0 | 211.0748 | 0
| 211.2772 | 0 | 211.2772 | 0 | 211.4884 | 0 | 211.2772 | 0.00038264 | 211.2772 | 0 | 211.2772 | 0
| 211.4797 | 0 | 211.4797 | 0 | 211.6909 | 0 | 211.4797 | 0.00064591 | 211.4797 | 0 | 211.4797 | 0
| 211.6822 | 0 | 211.6822 | 0 | 211.8934 | 0 | 211.6822 | 0.00042909 | 211.6822 | 0 | 211.6822 | 0
| 211.8847 | 0 | 211.8847 | 0 | 212.096 | 0 | 211.8847 | 0.00062468 | 211.8847 | 0 | 211.8847 | 0
| 212.0872 | 0 | 212.0872 | 0 | 212.2986 | 0 | 212.0872 | 0.00038363 | 212.0872 | 0 | 212.0872 | 0
| 212.2897 | 0 | 212.2897 | 0 | 212.5012 | 0 | 212.2897 | 0.00059164 | 212.2897 | 0 | 212.2897 | 0
| 212.4922 | 0 | 212.4922 | 0 | 212.7038 | 0 | 212.4922 | 0.00039652 | 212.4922 | 0 | 212.4922 | 0
| 212.6948 | 0 | 212.6948 | 0 | 212.9064 | 0 | 212.6948 | 0.00059009 | 212.6948 | 0 | 212.6948 | 0
| 212.8974 | 0 | 212.8974 | 0 | 213.1091 | 0 | 212.8973 | 0.00041998 | 212.8974 | 0 | 212.8974 | 0
| 213.0999 | 0 | 213.0999 | 0 | 213.3117 | 0 | 213.1 | 0.00063107 | 213.0999 | 0 | 213.0999 | 0
| 213.3025 | 0 | 213.3025 | 0 | 213.5144 | 0 | 213.3025 | 0.00041406 | 213.3025 | 0 | 213.3025 | 0
| 213.5052 | 0 | 213.5052 | 0 | 213.7171 | 0 | 213.5052 | 0.00060384 | 213.5052 | 0 | 213.5052 | 0
| 213.7078 | 0 | 213.7078 | 0 | 213.9199 | 0 | 213.7078 | 0.00038276 | 213.7078 | 0 | 213.7078 | 0
| 213.9104 | 0 | 213.9104 | 0 | 214.1226 | 0 | 213.9104 | 0.00061055 | 213.9104 | 0 | 213.9104 | 0
| 214.1131 | 0 | 214.1131 | 0 | 214.3254 | 0 | 214.1131 | 0.00039157 | 214.1131 | 0 | 214.1131 | 0
| 214.3158 | 0 | 214.3158 | 0 | 214.5282 | 0 | 214.3158 | 0.00061252 | 214.3158 | 0 | 214.3158 | 0
| 214.5184 | 0 | 214.5184 | 0 | 214.731 | 0 | 214.5184 | 0.00042417 | 214.5184 | 0 | 214.5184 | 0
| 214.7211 | 0 | 214.7211 | 0 | 214.9338 | 0 | 214.7211 | 0.00062755 | 214.7211 | 0 | 214.7211 | 0
| 214.9238 | 0 | 214.9238 | 0 | 215.1366 | 0 | 214.9238 | 0.00041341 | 214.9238 | 0 | 214.9238 | 0
| 215.1266 | 0 | 215.1266 | 0 | 215.3395 | 0 | 215.1266 | 0.00055119 | 215.1266 | 0 | 215.1266 | 0
| 215.3293 | 0 | 215.3293 | 0 | 215.5423 | 0 | 215.3293 | 0.0004063 | 215.3293 | 0 | 215.3293 | 0
| 215.5321 | 0 | 215.5321 | 0 | 215.7452 | 0 | 215.5321 | 0.0005847 | 215.5321 | 0 | 215.5321 | 0
| 215.7348 | 0 | 215.7348 | 0 | 215.9481 | 0 | 215.7348 | 0.00035068 | 215.7348 | 0 | 215.7348 | 0
| 215.9376 | 0 | 215.9376 | 0 | 216.1511 | 0 | 215.9376 | 0.00058823 | 215.9376 | 0 | 215.9376 | 0
| 216.1404 | 0 | 216.1404 | 0 | 216.354 | 0 | 216.1404 | 0.00037215 | 216.1404 | 0 | 216.1404 | 0
| 216.3432 | 0 | 216.3432 | 0 | 216.557 | 0 | 216.3432 | 0.00060274 | 216.3432 | 0 | 216.3432 | 0
| 216.5461 | 0 | 216.5461 | 0 | 216.76 | 0 | 216.5461 | 0.00038009 | 216.5461 | 0 | 216.5461 | 0
| 216.7489 | 0 | 216.7489 | 0 | 216.963 | 0 | 216.7489 | 0.00058808 | 216.7489 | 0 | 216.7489 | 0
| 216.9518 | 0 | 216.9518 | 0 | 217.166 | 0 | 216.9518 | 0.00033876 | 216.9518 | 0 | 216.9518 | 0
| 217.1546 | 0 | 217.1546 | 0 | 217.369 | 0 | 217.1546 | 0.00063557 | 217.1546 | 0 | 217.1546 | 0
| 217.3575 | 0 | 217.3575 | 0 | 217.5721 | 0 | 217.3575 | 0.00033553 | 217.3575 | 0 | 217.3575 | 0
| 217.5604 | 0 | 217.5604 | 0 | 217.7752 | 0 | 217.5604 | 0.00057468 | 217.5604 | 0 | 217.5604 | 0
| 217.7633 | 0 | 217.7633 | 0 | 217.9783 | 0 | 217.7633 | 0.0003241 | 217.7633 | 0 | 217.7633 | 0
| 217.9662 | 0 | 217.9662 | 0 | 218.1814 | 0 | 217.9662 | 0.00060347 | 217.9662 | 0 | 217.9662 | 0
| 218.1692 | 0 | 218.1692 | 0 | 218.3845 | 0 | 218.1692 | 0.00035524 | 218.1692 | 0 | 218.1692 | 0
| 218.3721 | 0 | 218.3721 | 0 | 218.5877 | 0 | 218.3721 | 0.00056454 | 218.3721 | 0 | 218.3721 | 0
| 218.5751 | 0 | 218.5751 | 0 | 218.7908 | 0 | 218.5751 | 0.0003468 | 218.5751 | 0 | 218.5751 | 0
| 218.7781 | 0 | 218.7781 | 0 | 218.994 | 0 | 218.7781 | 0.00056224 | 218.7781 | 0 | 218.7781 | 0
| 218.9811 | 0 | 218.9811 | 0 | 219.1972 | 0 | 218.9811 | 0.00032821 | 218.9811 | 0 | 218.9811 | 0
| 219.1841 | 0 | 219.1841 | 0 | 219.4005 | 0 | 219.1841 | 0.0005728 | 219.1841 | 0 | 219.1841 | 0
| 219.3871 | 0 | 219.3871 | 0 | 219.6037 | 0 | 219.3871 | 0.00039556 | 219.3871 | 0 | 219.3871 | 0
| 219.5901 | 0 | 219.5901 | 0 | 219.807 | 0 | 219.5901 | 0.00064698 | 219.5901 | 0 | 219.5901 | 0
| 219.7932 | 0 | 219.7932 | 0 | 220.0102 | 0 | 219.7932 | 0.00035979 | 219.7932 | 0 | 219.7932 | 0
| 219.9963 | 0 | 219.9963 | 0 | 220.2135 | 0 | 219.9963 | 0.00059149 | 219.9963 | 0 | 219.9963 | 0
| 220.1994 | 0 | 220.1994 | 0 | 220.4169 | 0 | 220.1994 | 0.0003656 | 220.1994 | 0 | 220.1994 | 0
| 220.4025 | 0 | 220.4025 | 0 | 220.6202 | 0 | 220.4025 | 0.00057946 | 220.4025 | 0 | 220.4025 | 0
| 220.6056 | 0 | 220.6056 | 0 | 220.8235 | 0 | 220.6056 | 0.0003575 | 220.6056 | 0 | 220.6056 | 0
| 220.8087 | 0 | 220.8087 | 0 | 221.0269 | 0 | 220.8087 | 0.00058151 | 220.8087 | 0 | 220.8087 | 0
| 221.0118 | 0 | 221.0118 | 0 | 221.2303 | 0 | 221.0118 | 0.00036573 | 221.0118 | 0 | 221.0118 | 0
| 221.215 | 0 | 221.215 | 0 | 221.4337 | 0 | 221.215 | 0.00061511 | 221.215 | 0 | 221.215 | 0
| 221.4182 | 0 | 221.4182 | 0 | 221.6371 | 0 | 221.4181 | 0.00035936 | 221.4182 | 0 | 221.4182 | 0
| 221.6213 | 0 | 221.6213 | 0 | 221.8406 | 0 | 221.6213 | 0.00053925 | 221.6213 | 0 | 221.6213 | 0
| 221.8245 | 0 | 221.8245 | 0 | 222.044 | 0 | 221.8245 | 0.00034282 | 221.8245 | 0 | 221.8245 | 0
| 222.0277 | 0 | 222.0277 | 0 | 222.2475 | 0 | 222.0277 | 0.00058458 | 222.0277 | 0 | 222.0277 | 0
| 222.231 | 0 | 222.231 | 0 | 222.451 | 0 | 222.231 | 0.00036635 | 222.231 | 0 | 222.231 | 0
| 222.4342 | 0 | 222.4342 | 0 | 222.6546 | 0 | 222.4342 | 0.00060596 | 222.4342 | 0 | 222.4342 | 0
| 222.6375 | 0 | 222.6375 | 0 | 222.8581 | 0 | 222.6375 | 0.00037161 | 222.6375 | 0 | 222.6375 | 0
| 222.8407 | 0 | 222.8407 | 0 | 223.0616 | 0 | 222.8407 | 0.00059091 | 222.8407 | 0 | 222.8407 | 0
| 223.044 | 0 | 223.044 | 0 | 223.2652 | 0 | 223.044 | 0.00034665 | 223.044 | 0 | 223.044 | 0
| 223.2473 | 0 | 223.2473 | 0 | 223.4688 | 0 | 223.2473 | 0.00060809 | 223.2473 | 0 | 223.2473 | 0
| 223.4506 | 0 | 223.4506 | 0 | 223.6724 | 0 | 223.4506 | 0.00036125 | 223.4506 | 0 | 223.4506 | 0
| 223.6539 | 0 | 223.6539 | 0 | 223.876 | 0 | 223.654 | 0.00062614 | 223.6539 | 0 | 223.6539 | 0
| 223.8573 | 0 | 223.8573 | 0 | 224.0797 | 0 | 223.8573 | 0.00038641 | 223.8573 | 0 | 223.8573 | 0
| 224.0606 | 0 | 224.0606 | 0 | 224.2834 | 0 | 224.0606 | 0.00057944 | 224.0606 | 0 | 224.0606 | 0
| 224.264 | 0 | 224.264 | 0 | 224.487 | 0 | 224.264 | 0.00035674 | 224.264 | 0 | 224.264 | 0
| 224.4674 | 0 | 224.4674 | 0 | 224.6908 | 0 | 224.4674 | 0.00061432 | 224.4674 | 0 | 224.4674 | 0
| 224.6708 | 0 | 224.6708 | 0 | 224.8945 | 0 | 224.6708 | 0.00036635 | 224.6708 | 0 | 224.6708 | 0
| 224.8742 | 0 | 224.8742 | 0 | 225.0982 | 0 | 224.8742 | 0.00056952 | 224.8742 | 0 | 224.8742 | 0
| 225.0776 | 0 | 225.0776 | 0 | 225.302 | 0 | 225.0776 | 0.0003882 | 225.0776 | 0 | 225.0776 | 0
| 225.2811 | 0 | 225.2811 | 0 | 225.5057 | 0 | 225.281 | 0.000601 | 225.2811 | 0 | 225.2811 | 0
| 225.4845 | 0 | 225.4845 | 0 | 225.7095 | 0 | 225.4845 | 0.00037888 | 225.4845 | 0 | 225.4845 | 0
| 225.688 | 0 | 225.688 | 0 | 225.9133 | 0 | 225.688 | 0.00057271 | 225.688 | 0 | 225.688 | 0
| 225.8914 | 0 | 225.8914 | 0 | 226.1172 | 0 | 225.8914 | 0.00035635 | 225.8914 | 0 | 225.8914 | 0
| 226.0949 | 0 | 226.0949 | 0 | 226.321 | 0 | 226.0949 | 0.00061414 | 226.0949 | 0 | 226.0949 | 0
| 226.2984 | 0 | 226.2984 | 0 | 226.5249 | 0 | 226.2985 | 0.00033542 | 226.2984 | 0 | 226.2984 | 0
| 226.502 | 0 | 226.502 | 0 | 226.7288 | 0 | 226.502 | 0.00066539 | 226.502 | 0 | 226.502 | 0
| 226.7055 | 0 | 226.7055 | 0 | 226.9327 | 0 | 226.7055 | 0.00040084 | 226.7055 | 0 | 226.7055 | 0
| 226.9091 | 0 | 226.9091 | 0 | 227.1366 | 0 | 226.9091 | 0.00061729 | 226.9091 | 0 | 226.9091 | 0
| 227.1126 | 0 | 227.1126 | 0 | 227.3405 | 0 | 227.1126 | 0.0003827 | 227.1126 | 0 | 227.1126 | 0
| 227.3162 | 0 | 227.3162 | 0 | 227.5445 | 0 | 227.3162 | 0.00062647 | 227.3162 | 0 | 227.3162 | 0
| 227.5198 | 0 | 227.5198 | 0 | 227.7485 | 0 | 227.5198 | 0.00037279 | 227.5198 | 0 | 227.5198 | 0
| 227.7234 | 0 | 227.7234 | 0 | 227.9525 | 0 | 227.7234 | 0.00062381 | 227.7234 | 0 | 227.7234 | 0
| 227.927 | 0 | 227.927 | 0 | 228.1565 | 0 | 227.927 | 0.00035972 | 227.927 | 0 | 227.927 | 0
| 228.1307 | 0 | 228.1307 | 0 | 228.3605 | 0 | 228.1307 | 0.00062066 | 228.1307 | 0 | 228.1307 | 0
| 228.3343 | 0 | 228.3343 | 0 | 228.5646 | 0 | 228.3343 | 0.00041904 | 228.3343 | 0 | 228.3343 | 0
| 228.538 | 0 | 228.538 | 0 | 228.7686 | 0 | 228.538 | 0.00059087 | 228.538 | 0 | 228.538 | 0
| 228.7417 | 0 | 228.7417 | 0 | 228.9727 | 0 | 228.7416 | 0.00040497 | 228.7417 | 0 | 228.7417 | 0
| 228.9453 | 0 | 228.9453 | 0 | 229.1768 | 0 | 228.9453 | 0.00062098 | 228.9453 | 0 | 228.9453 | 0
| 229.149 | 0 | 229.149 | 0 | 229.381 | 0 | 229.149 | 0.00039665 | 229.149 | 0 | 229.149 | 0
| 229.3528 | 0 | 229.3528 | 0 | 229.5851 | 0 | 229.3528 | 0.00066283 | 229.3528 | 0 | 229.3528 | 0
| 229.5565 | 0 | 229.5565 | 0 | 229.7893 | 0 | 229.5565 | 0.00047226 | 229.5565 | 0 | 229.5565 | 0
| 229.7603 | 0 | 229.7603 | 0 | 229.9934 | 0 | 229.7603 | 0.00062761 | 229.7603 | 0 | 229.7603 | 0
| 229.964 | 0 | 229.964 | 0 | 230.1976 | 0 | 229.964 | 0.0004141 | 229.964 | 0 | 229.964 | 0
| 230.1678 | 0 | 230.1678 | 0 | 230.4018 | 0 | 230.1678 | 0.00057145 | 230.1678 | 0 | 230.1678 | 0
| 230.3716 | 0 | 230.3716 | 0 | 230.6061 | 0 | 230.3716 | 0.00039104 | 230.3716 | 0 | 230.3716 | 0
| 230.5754 | 0 | 230.5754 | 0 | 230.8103 | 0 | 230.5754 | 0.0006063 | 230.5754 | 0 | 230.5754 | 0
| 230.7792 | 0 | 230.7792 | 0 | 231.0146 | 0 | 230.7792 | 0.00043221 | 230.7792 | 0 | 230.7792 | 0
| 230.983 | 0 | 230.983 | 0 | 231.2189 | 0 | 230.983 | 0.0006533 | 230.983 | 0 | 230.983 | 0
| 231.1869 | 0 | 231.1869 | 0 | 231.4232 | 0 | 231.1869 | 0.00039753 | 231.1869 | 0 | 231.1869 | 0
| 231.3907 | 0 | 231.3907 | 0 | 231.6275 | 0 | 231.3907 | 0.00071722 | 231.3907 | 0 | 231.3907 | 0
| 231.5946 | 0 | 231.5946 | 0 | 231.8318 | 0 | 231.5946 | 0.00041508 | 231.5946 | 0 | 231.5946 | 0
| 231.7985 | 0 | 231.7985 | 0 | 232.0362 | 0 | 231.7985 | 0.00066911 | 231.7985 | 0 | 231.7985 | 0
| 232.0024 | 0 | 232.0024 | 0 | 232.2406 | 0 | 232.0024 | 0.00042102 | 232.0024 | 0 | 232.0024 | 0
| 232.2063 | 0 | 232.2063 | 0 | 232.445 | 0 | 232.2063 | 0.00067935 | 232.2063 | 0 | 232.2063 | 0
| 232.4103 | 0 | 232.4103 | 0 | 232.6494 | 0 | 232.4103 | 0.00042303 | 232.4103 | 0 | 232.4103 | 0
| 232.6142 | 0 | 232.6142 | 0 | 232.8538 | 0 | 232.6142 | 0.00070676 | 232.6142 | 0 | 232.6142 | 0
| 232.8182 | 0 | 232.8182 | 0 | 233.0583 | 0 | 232.8182 | 0.00046664 | 232.8182 | 0 | 232.8182 | 0
| 233.0222 | 0 | 233.0222 | 0 | 233.2627 | 0 | 233.0222 | 0.00065339 | 233.0222 | 0 | 233.0222 | 0
| 233.2261 | 0 | 233.2261 | 0 | 233.4672 | 0 | 233.2261 | 0.00044485 | 233.2261 | 0 | 233.2261 | 0
| 233.4301 | 0 | 233.4301 | 0 | 233.6717 | 0 | 233.4301 | 0.00067477 | 233.4301 | 0 | 233.4301 | 0
| 233.6342 | 0 | 233.6342 | 0 | 233.8762 | 0 | 233.6342 | 0.00048171 | 233.6342 | 0 | 233.6342 | 0
| 233.8382 | 0 | 233.8382 | 0 | 234.0808 | 0 | 233.8382 | 0.00063302 | 233.8382 | 0 | 233.8382 | 0
| 234.0422 | 0 | 234.0422 | 0 | 234.2853 | 0 | 234.0422 | 0.00044747 | 234.0422 | 0 | 234.0422 | 0
| 234.2463 | 0 | 234.2463 | 0 | 234.4899 | 0 | 234.2463 | 0.00064357 | 234.2463 | 0 | 234.2463 | 0
| 234.4504 | 0 | 234.4504 | 0 | 234.6945 | 0 | 234.4504 | 0.00044925 | 234.4504 | 0 | 234.4504 | 0
| 234.6544 | 0 | 234.6544 | 0 | 234.8991 | 0 | 234.6544 | 0.00066147 | 234.6544 | 0 | 234.6544 | 0
| 234.8586 | 0 | 234.8586 | 0 | 235.1038 | 0 | 234.8586 | 0.00045405 | 234.8586 | 0 | 234.8586 | 0
| 235.0627 | 0 | 235.0627 | 0 | 235.3084 | 0 | 235.0627 | 0.00069355 | 235.0627 | 0 | 235.0627 | 0
| 235.2668 | 0 | 235.2668 | 0 | 235.5131 | 0 | 235.2668 | 0.00042591 | 235.2668 | 0 | 235.2668 | 0
| 235.4709 | 0 | 235.4709 | 0 | 235.7178 | 0 | 235.4709 | 0.00067286 | 235.4709 | 0 | 235.4709 | 0
| 235.6751 | 0 | 235.6751 | 0 | 235.9225 | 0 | 235.6751 | 0.00045916 | 235.6751 | 0 | 235.6751 | 0
| 235.8793 | 0 | 235.8793 | 0 | 236.1272 | 0 | 235.8793 | 0.00071809 | 235.8793 | 0 | 235.8793 | 0
| 236.0835 | 0 | 236.0835 | 0 | 236.3319 | 0 | 236.0834 | 0.00047113 | 236.0835 | 0 | 236.0835 | 0
| 236.2876 | 0 | 236.2876 | 0 | 236.5367 | 0 | 236.2876 | 0.00070266 | 236.2876 | 0 | 236.2876 | 0
| 236.4919 | 0 | 236.4919 | 0 | 236.7415 | 0 | 236.4918 | 0.00044656 | 236.4919 | 0 | 236.4919 | 0
| 236.6961 | 0 | 236.6961 | 0 | 236.9463 | 0 | 236.6961 | 0.00067289 | 236.6961 | 0 | 236.6961 | 0
| 236.9003 | 0 | 236.9003 | 0 | 237.1511 | 0 | 236.9003 | 0.00041779 | 236.9003 | 0 | 236.9003 | 0
| 237.1046 | 0 | 237.1046 | 0 | 237.3559 | 0 | 237.1046 | 0.00070135 | 237.1046 | 0 | 237.1046 | 0
| 237.3089 | 0 | 237.3089 | 0 | 237.5608 | 0 | 237.3089 | 0.00046964 | 237.3089 | 0 | 237.3089 | 0
| 237.5131 | 0 | 237.5131 | 0 | 237.7656 | 0 | 237.5131 | 0.00067868 | 237.5131 | 0 | 237.5131 | 0
| 237.7174 | 0 | 237.7174 | 0 | 237.9705 | 0 | 237.7174 | 0.00045685 | 237.7174 | 0 | 237.7174 | 0
| 237.9217 | 0 | 237.9217 | 0 | 238.1754 | 0 | 237.9217 | 0.0006553 | 237.9217 | 0 | 237.9217 | 0
| 238.1261 | 0 | 238.1261 | 0 | 238.3803 | 0 | 238.1261 | 0.00047246 | 238.1261 | 0 | 238.1261 | 0
| 238.3304 | 0 | 238.3304 | 0 | 238.5853 | 0 | 238.3304 | 0.0006844 | 238.3304 | 0 | 238.3304 | 0
| 238.5348 | 0 | 238.5348 | 0 | 238.7902 | 0 | 238.5348 | 0.00047666 | 238.5348 | 0 | 238.5348 | 0
| 238.7391 | 0 | 238.7391 | 0 | 238.9952 | 0 | 238.7391 | 0.00066054 | 238.7391 | 0 | 238.7391 | 0
| 238.9435 | 0 | 238.9435 | 0 | 239.2002 | 0 | 238.9435 | 0.00044046 | 238.9435 | 0 | 238.9435 | 0
| 239.1479 | 0 | 239.1479 | 0 | 239.4052 | 0 | 239.1479 | 0.00068962 | 239.1479 | 0 | 239.1479 | 0
| 239.3523 | 0 | 239.3523 | 0 | 239.6102 | 0 | 239.3523 | 0.00045793 | 239.3523 | 0 | 239.3523 | 0
| 239.5567 | 0 | 239.5567 | 0 | 239.8153 | 0 | 239.5567 | 0.00066605 | 239.5567 | 0 | 239.5567 | 0
| 239.7612 | 0 | 239.7612 | 0 | 240.0204 | 0 | 239.7612 | 0.0004889 | 239.7612 | 0 | 239.7612 | 0
| 239.9656 | 0 | 239.9656 | 0 | 240.2254 | 0 | 239.9656 | 0.0007078 | 239.9656 | 0 | 239.9656 | 0
| 240.1701 | 0 | 240.1701 | 0 | 240.4305 | 0 | 240.1701 | 0.00043946 | 240.1701 | 0 | 240.1701 | 0
| 240.3746 | 0 | 240.3746 | 0 | 240.6356 | 0 | 240.3746 | 0.00074553 | 240.3746 | 0 | 240.3746 | 0
| 240.5791 | 0 | 240.5791 | 0 | 240.8408 | 0 | 240.5791 | 0.00046052 | 240.5791 | 0 | 240.5791 | 0
| 240.7836 | 0 | 240.7836 | 0 | 241.046 | 0 | 240.7835 | 0.00068669 | 240.7836 | 0 | 240.7836 | 0
| 240.9881 | 0 | 240.9881 | 0 | 241.2511 | 0 | 240.9881 | 0.00043714 | 240.9881 | 0 | 240.9881 | 0
| 241.1926 | 0 | 241.1926 | 0 | 241.4563 | 0 | 241.1926 | 0.00068613 | 241.1926 | 0 | 241.1926 | 0
| 241.3972 | 0 | 241.3972 | 0 | 241.6615 | 0 | 241.3972 | 0.00043801 | 241.3972 | 0 | 241.3972 | 0
| 241.6017 | 0 | 241.6017 | 0 | 241.8667 | 0 | 241.6017 | 0.00071323 | 241.6017 | 0 | 241.6017 | 0
| 241.8063 | 0 | 241.8063 | 0 | 242.072 | 0 | 241.8063 | 0.00047147 | 241.8063 | 0 | 241.8063 | 0
| 242.0109 | 0 | 242.0109 | 0 | 242.2773 | 0 | 242.0109 | 0.00068226 | 242.0109 | 0 | 242.0109 | 0
| 242.2155 | 0 | 242.2155 | 0 | 242.4825 | 0 | 242.2155 | 0.00046391 | 242.2155 | 0 | 242.2155 | 0
| 242.4201 | 0 | 242.4201 | 0 | 242.6878 | 0 | 242.4201 | 0.00073354 | 242.4201 | 0 | 242.4201 | 0
| 242.6248 | 0 | 242.6248 | 0 | 242.8931 | 0 | 242.6248 | 0.00047891 | 242.6248 | 0 | 242.6248 | 0
| 242.8294 | 0 | 242.8294 | 0 | 243.0985 | 0 | 242.8294 | 0.00071715 | 242.8294 | 0 | 242.8294 | 0
| 243.0341 | 0 | 243.0341 | 0 | 243.3038 | 0 | 243.0341 | 0.00046187 | 243.0341 | 0 | 243.0341 | 0
| 243.2387 | 0 | 243.2387 | 0 | 243.5092 | 0 | 243.2387 | 0.00065742 | 243.2387 | 0 | 243.2387 | 0
| 243.4434 | 0 | 243.4434 | 0 | 243.7146 | 0 | 243.4434 | 0.00046989 | 243.4434 | 0 | 243.4434 | 0
| 243.6481 | 0 | 243.6481 | 0 | 243.92 | 0 | 243.6481 | 0.00063541 | 243.6481 | 0 | 243.6481 | 0
| 243.8528 | 0 | 243.8528 | 0 | 244.1254 | 0 | 243.8528 | 0.00048464 | 243.8528 | 0 | 243.8528 | 0
| 244.0576 | 0 | 244.0576 | 0 | 244.3309 | 0 | 244.0576 | 0.00065448 | 244.0576 | 0 | 244.0576 | 0
| 244.2623 | 0 | 244.2623 | 0 | 244.5363 | 0 | 244.2623 | 0.00046292 | 244.2623 | 0 | 244.2623 | 0
| 244.4671 | 0 | 244.4671 | 0 | 244.7418 | 0 | 244.4671 | 0.00070367 | 244.4671 | 0 | 244.4671 | 0
| 244.6718 | 0 | 244.6718 | 0 | 244.9473 | 0 | 244.6718 | 0.00046997 | 244.6718 | 0 | 244.6718 | 0
| 244.8766 | 0 | 244.8766 | 0 | 245.1528 | 0 | 244.8766 | 0.00068685 | 244.8766 | 0 | 244.8766 | 0
| 245.0814 | 0 | 245.0814 | 0 | 245.3584 | 0 | 245.0814 | 0.00045635 | 245.0814 | 0 | 245.0814 | 0
| 245.2862 | 0 | 245.2862 | 0 | 245.5639 | 0 | 245.2862 | 0.00070205 | 245.2862 | 0 | 245.2862 | 0
| 245.4911 | 0 | 245.4911 | 0 | 245.7695 | 0 | 245.4911 | 0.0004386 | 245.4911 | 0 | 245.4911 | 0
| 245.6959 | 0 | 245.6959 | 0 | 245.9751 | 0 | 245.6959 | 0.00064559 | 245.6959 | 0 | 245.6959 | 0
| 245.9008 | 0 | 245.9008 | 0 | 246.1807 | 0 | 245.9008 | 0.00043952 | 245.9008 | 0 | 245.9008 | 0
| 246.1056 | 0 | 246.1056 | 0 | 246.3863 | 0 | 246.1056 | 0.00068362 | 246.1056 | 0 | 246.1056 | 0
| 246.3105 | 0 | 246.3105 | 0 | 246.5919 | 0 | 246.3105 | 0.0004702 | 246.3105 | 0 | 246.3105 | 0
| 246.5154 | 0 | 246.5154 | 0 | 246.7976 | 0 | 246.5154 | 0.00067378 | 246.5154 | 0 | 246.5154 | 0
| 246.7203 | 0 | 246.7203 | 0 | 247.0033 | 0 | 246.7203 | 0.00043861 | 246.7203 | 0 | 246.7203 | 0
| 246.9252 | 0 | 246.9252 | 0 | 247.2089 | 0 | 246.9253 | 0.00063989 | 246.9252 | 0 | 246.9252 | 0
| 247.1302 | 0 | 247.1302 | 0 | 247.4147 | 0 | 247.1302 | 0.00044332 | 247.1302 | 0 | 247.1302 | 0
| 247.3351 | 0 | 247.3351 | 0 | 247.6204 | 0 | 247.3351 | 0.00072274 | 247.3351 | 0 | 247.3351 | 0
| 247.5401 | 0 | 247.5401 | 0 | 247.8261 | 0 | 247.5401 | 0.00044498 | 247.5401 | 0 | 247.5401 | 0
| 247.7451 | 0 | 247.7451 | 0 | 248.0319 | 0 | 247.7451 | 0.00064208 | 247.7451 | 0 | 247.7451 | 0
| 247.9501 | 0 | 247.9501 | 0 | 248.2377 | 0 | 247.9501 | 0.00045738 | 247.9501 | 0 | 247.9501 | 0
| 248.1551 | 0 | 248.1551 | 0 | 248.4435 | 0 | 248.1551 | 0.00069982 | 248.1551 | 0 | 248.1551 | 0
| 248.3601 | 0 | 248.3601 | 0 | 248.6493 | 0 | 248.3601 | 0.00045042 | 248.3601 | 0 | 248.3601 | 0
| 248.5651 | 0 | 248.5651 | 0 | 248.8551 | 0 | 248.5651 | 0.00070756 | 248.5651 | 0 | 248.5651 | 0
| 248.7702 | 0 | 248.7702 | 0 | 249.061 | 0 | 248.7702 | 0.0004732 | 248.7702 | 0 | 248.7702 | 0
| 248.9753 | 0 | 248.9753 | 0 | 249.2669 | 0 | 248.9753 | 0.00068106 | 248.9753 | 0 | 248.9753 | 0
| 249.1803 | 0 | 249.1803 | 0 | 249.4728 | 0 | 249.1803 | 0.0004742 | 249.1803 | 0 | 249.1803 | 0
| 249.3854 | 0 | 249.3854 | 0 | 249.6787 | 0 | 249.3854 | 0.00068875 | 249.3854 | 0 | 249.3854 | 0
| 249.5905 | 0 | 249.5905 | 0 | 249.8846 | 0 | 249.5905 | 0.00041558 | 249.5905 | 0 | 249.5905 | 0
| 249.7957 | 0 | 249.7957 | 0 | 250.0905 | 0 | 249.7956 | 0.0007076 | 249.7957 | 0 | 249.7957 | 0
| 250.0008 | 0 | 250.0008 | 0 | 250.2965 | 0 | 250.0008 | 0.00042912 | 250.0008 | 0 | 250.0008 | 0
| 250.2059 | 0 | 250.2059 | 0 | 250.5025 | 0 | 250.2059 | 0.00067416 | 250.2059 | 0 | 250.2059 | 0
| 250.4111 | 0 | 250.4111 | 0 | 250.7085 | 0 | 250.4111 | 0.00045103 | 250.4111 | 0 | 250.4111 | 0
| 250.6163 | 0 | 250.6163 | 0 | 250.9145 | 0 | 250.6163 | 0.00063955 | 250.6163 | 0 | 250.6163 | 0
| 250.8215 | 0 | 250.8215 | 0 | 251.1205 | 0 | 250.8215 | 0.00046597 | 250.8215 | 0 | 250.8215 | 0
| 251.0267 | 0 | 251.0267 | 0 | 251.3266 | 0 | 251.0267 | 0.00063524 | 251.0267 | 0 | 251.0267 | 0
| 251.2319 | 0 | 251.2319 | 0 | 251.5326 | 0 | 251.2319 | 0.00047635 | 251.2319 | 0 | 251.2319 | 0
| 251.4371 | 0 | 251.4371 | 0 | 251.7387 | 0 | 251.4371 | 0.0006583 | 251.4371 | 0 | 251.4371 | 0
| 251.6423 | 0 | 251.6423 | 0 | 251.9448 | 0 | 251.6423 | 0.00045649 | 251.6423 | 0 | 251.6423 | 0
| 251.8476 | 0 | 251.8476 | 0 | 252.1509 | 0 | 251.8476 | 0.00068898 | 251.8476 | 0 | 251.8476 | 0
| 252.0529 | 0 | 252.0529 | 0 | 252.3571 | 0 | 252.0529 | 0.00049207 | 252.0529 | 0 | 252.0529 | 0
| 252.2582 | 0 | 252.2582 | 0 | 252.5633 | 0 | 252.2582 | 0.00070015 | 252.2582 | 0 | 252.2582 | 0
| 252.4635 | 0 | 252.4635 | 0 | 252.7694 | 0 | 252.4635 | 0.00044013 | 252.4635 | 0 | 252.4635 | 0
| 252.6688 | 0 | 252.6688 | 0 | 252.9756 | 0 | 252.6688 | 0.00064747 | 252.6688 | 0 | 252.6688 | 0
| 252.8741 | 0 | 252.8741 | 0 | 253.1818 | 0 | 252.8741 | 0.00045097 | 252.8741 | 0 | 252.8741 | 0
| 253.0794 | 0 | 253.0794 | 0 | 253.388 | 0 | 253.0794 | 0.00071887 | 253.0794 | 0 | 253.0794 | 0
| 253.2848 | 0 | 253.2848 | 0 | 253.5943 | 0 | 253.2848 | 0.00046937 | 253.2848 | 0 | 253.2848 | 0
| 253.4902 | 0 | 253.4902 | 0 | 253.8006 | 0 | 253.4902 | 0.00065619 | 253.4902 | 0 | 253.4902 | 0
| 253.6955 | 0 | 253.6955 | 0 | 254.0068 | 0 | 253.6955 | 0.0004191 | 253.6955 | 0 | 253.6955 | 0
| 253.9009 | 0 | 253.9009 | 0 | 254.2131 | 0 | 253.9009 | 0.0006606 | 253.9009 | 0 | 253.9009 | 0
| 254.1064 | 0 | 254.1064 | 0 | 254.4195 | 0 | 254.1063 | 0.00049793 | 254.1064 | 0 | 254.1064 | 0
| 254.3118 | 0 | 254.3118 | 0 | 254.6258 | 0 | 254.3118 | 0.00066756 | 254.3118 | 0 | 254.3118 | 0
| 254.5172 | 0 | 254.5172 | 0 | 254.8321 | 0 | 254.5172 | 0.0004195 | 254.5172 | 0 | 254.5172 | 0
| 254.7227 | 0 | 254.7227 | 0 | 255.0385 | 0 | 254.7227 | 0.00065558 | 254.7227 | 0 | 254.7227 | 0
| 254.9281 | 0 | 254.9281 | 0 | 255.2449 | 0 | 254.9281 | 0.00047629 | 254.9281 | 0 | 254.9281 | 0
| 255.1336 | 0 | 255.1336 | 0 | 255.4513 | 0 | 255.1336 | 0.00065395 | 255.1336 | 0 | 255.1336 | 0
| 255.3391 | 0 | 255.3391 | 0 | 255.6577 | 0 | 255.3391 | 0.00045415 | 255.3391 | 0 | 255.3391 | 0
| 255.5446 | 0 | 255.5446 | 0 | 255.8642 | 0 | 255.5446 | 0.00071475 | 255.5446 | 0 | 255.5446 | 0
| 255.7501 | 0 | 255.7501 | 0 | 256.0706 | 0 | 255.7501 | 0.00043242 | 255.7501 | 0 | 255.7501 | 0
| 255.9557 | 0 | 255.9557 | 0 | 256.2771 | 0 | 255.9557 | 0.00066338 | 255.9557 | 0 | 255.9557 | 0
| 256.1612 | 0 | 256.1612 | 0 | 256.4836 | 0 | 256.1612 | 0.00047173 | 256.1612 | 0 | 256.1612 | 0
| 256.3668 | 0 | 256.3668 | 0 | 256.6901 | 0 | 256.3668 | 0.00068552 | 256.3668 | 0 | 256.3668 | 0
| 256.5723 | 0 | 256.5723 | 0 | 256.8966 | 0 | 256.5723 | 0.00044469 | 256.5723 | 0 | 256.5723 | 0
| 256.7779 | 0 | 256.7779 | 0 | 257.1032 | 0 | 256.7779 | 0.00069599 | 256.7779 | 0 | 256.7779 | 0
| 256.9835 | 0 | 256.9835 | 0 | 257.3098 | 0 | 256.9835 | 0.00043875 | 256.9835 | 0 | 256.9835 | 0
| 257.1891 | 0 | 257.1891 | 0 | 257.5163 | 0 | 257.1891 | 0.00065619 | 257.1891 | 0 | 257.1891 | 0
| 257.3948 | 0 | 257.3948 | 0 | 257.7229 | 0 | 257.3948 | 0.00044285 | 257.3948 | 0 | 257.3948 | 0
| 257.6004 | 0 | 257.6004 | 0 | 257.9296 | 0 | 257.6004 | 0.0007022 | 257.6004 | 0 | 257.6004 | 0
| 257.8061 | 0 | 257.8061 | 0 | 258.1362 | 0 | 257.8061 | 0.00042235 | 257.8061 | 0 | 257.8061 | 0
| 258.0117 | 0 | 258.0117 | 0 | 258.3428 | 0 | 258.0118 | 0.0006847 | 258.0117 | 0 | 258.0117 | 0
| 258.2174 | 0 | 258.2174 | 0 | 258.5495 | 0 | 258.2174 | 0.00047026 | 258.2174 | 0 | 258.2174 | 0
| 258.4231 | 0 | 258.4231 | 0 | 258.7562 | 0 | 258.4231 | 0.00069122 | 258.4231 | 0 | 258.4231 | 0
| 258.6288 | 0 | 258.6288 | 0 | 258.9629 | 0 | 258.6288 | 0.00042687 | 258.6288 | 0 | 258.6288 | 0
| 258.8346 | 0 | 258.8346 | 0 | 259.1696 | 0 | 258.8346 | 0.00069847 | 258.8346 | 0 | 258.8346 | 0
| 259.0403 | 0 | 259.0403 | 0 | 259.3764 | 0 | 259.0403 | 0.00042454 | 259.0403 | 0 | 259.0403 | 0
| 259.2461 | 0 | 259.2461 | 0 | 259.5831 | 0 | 259.2461 | 0.00067871 | 259.2461 | 0 | 259.2461 | 0
| 259.4518 | 0 | 259.4518 | 0 | 259.7899 | 0 | 259.4518 | 0.0004313 | 259.4518 | 0 | 259.4518 | 0
| 259.6576 | 0 | 259.6576 | 0 | 259.9967 | 0 | 259.6576 | 0.00066386 | 259.6576 | 0 | 259.6576 | 0
| 259.8634 | 0 | 259.8634 | 0 | 260.2035 | 0 | 259.8634 | 0.00043968 | 259.8634 | 0 | 259.8634 | 0
| 260.0692 | 0 | 260.0692 | 0 | 260.4103 | 0 | 260.0692 | 0.00064791 | 260.0692 | 0 | 260.0692 | 0
| 260.2751 | 0 | 260.2751 | 0 | 260.6172 | 0 | 260.2751 | 0.00043342 | 260.2751 | 0 | 260.2751 | 0
| 260.4809 | 0 | 260.4809 | 0 | 260.8241 | 0 | 260.4809 | 0.00073253 | 260.4809 | 0 | 260.4809 | 0
| 260.6867 | 0 | 260.6867 | 0 | 261.0309 | 0 | 260.6867 | 0.00043064 | 260.6867 | 0 | 260.6867 | 0
| 260.8926 | 0 | 260.8926 | 0 | 261.2378 | 0 | 260.8926 | 0.00068225 | 260.8926 | 0 | 260.8926 | 0
| 261.0985 | 0 | 261.0985 | 0 | 261.4448 | 0 | 261.0985 | 0.00044338 | 261.0985 | 0 | 261.0985 | 0
| 261.3044 | 0 | 261.3044 | 0 | 261.6517 | 0 | 261.3043 | 0.00073988 | 261.3044 | 0 | 261.3044 | 0
| 261.5103 | 0 | 261.5103 | 0 | 261.8586 | 0 | 261.5103 | 0.00041819 | 261.5103 | 0 | 261.5103 | 0
| 261.7162 | 0 | 261.7162 | 0 | 262.0656 | 0 | 261.7162 | 0.0006585 | 261.7162 | 0 | 261.7162 | 0
| 261.9221 | 0 | 261.9221 | 0 | 262.2726 | 0 | 261.9221 | 0.00041138 | 261.9221 | 0 | 261.9221 | 0
| 262.1281 | 0 | 262.1281 | 0 | 262.4796 | 0 | 262.1281 | 0.00069249 | 262.1281 | 0 | 262.1281 | 0
| 262.334 | 0 | 262.334 | 0 | 262.6866 | 0 | 262.334 | 0.00046568 | 262.334 | 0 | 262.334 | 0
| 262.54 | 0 | 262.54 | 0 | 262.8937 | 0 | 262.54 | 0.0006633 | 262.54 | 0 | 262.54 | 0
| 262.746 | 0 | 262.746 | 0 | 263.1007 | 0 | 262.746 | 0.0004358 | 262.746 | 0 | 262.746 | 0
| 262.952 | 0 | 262.952 | 0 | 263.3078 | 0 | 262.952 | 0.00074139 | 262.952 | 0 | 262.952 | 0
| 263.158 | 0 | 263.158 | 0 | 263.5149 | 0 | 263.158 | 0.00045242 | 263.158 | 0 | 263.158 | 0
| 263.364 | 0 | 263.364 | 0 | 263.722 | 0 | 263.364 | 0.000673 | 263.364 | 0 | 263.364 | 0
| 263.5701 | 0 | 263.5701 | 0 | 263.9291 | 0 | 263.5701 | 0.00043564 | 263.5701 | 0 | 263.5701 | 0
| 263.7761 | 0 | 263.7761 | 0 | 264.1363 | 0 | 263.7761 | 0.00070728 | 263.7761 | 0 | 263.7761 | 0
| 263.9822 | 0 | 263.9822 | 0 | 264.3435 | 0 | 263.9822 | 0.00045399 | 263.9822 | 0 | 263.9822 | 0
| 264.1883 | 0 | 264.1883 | 0 | 264.5506 | 0 | 264.1883 | 0.00067513 | 264.1883 | 0 | 264.1883 | 0
| 264.3944 | 0 | 264.3944 | 0 | 264.7578 | 0 | 264.3944 | 0.00048867 | 264.3944 | 0 | 264.3944 | 0
| 264.6005 | 0 | 264.6005 | 0 | 264.9651 | 0 | 264.6005 | 0.00068174 | 264.6005 | 0 | 264.6005 | 0
| 264.8066 | 0 | 264.8066 | 0 | 265.1723 | 0 | 264.8066 | 0.00041582 | 264.8066 | 0 | 264.8066 | 0
| 265.0128 | 0 | 265.0128 | 0 | 265.3795 | 0 | 265.0128 | 0.00073763 | 265.0128 | 0 | 265.0128 | 0
| 265.2189 | 0 | 265.2189 | 0 | 265.5868 | 0 | 265.2189 | 0.00043954 | 265.2189 | 0 | 265.2189 | 0
| 265.4251 | 0 | 265.4251 | 0 | 265.7941 | 0 | 265.4251 | 0.00067339 | 265.4251 | 0 | 265.4251 | 0
| 265.6313 | 0 | 265.6313 | 0 | 266.0014 | 0 | 265.6313 | 0.00047422 | 265.6313 | 0 | 265.6313 | 0
| 265.8374 | 0 | 265.8374 | 0 | 266.2087 | 0 | 265.8374 | 0.00069885 | 265.8374 | 0 | 265.8374 | 0
| 266.0436 | 0 | 266.0436 | 0 | 266.416 | 0 | 266.0436 | 0.00046827 | 266.0436 | 0 | 266.0436 | 0
| 266.2499 | 0 | 266.2499 | 0 | 266.6234 | 0 | 266.2499 | 0.00071651 | 266.2499 | 0 | 266.2499 | 0
| 266.4561 | 0 | 266.4561 | 0 | 266.8308 | 0 | 266.4561 | 0.00045208 | 266.4561 | 0 | 266.4561 | 0
| 266.6624 | 0 | 266.6624 | 0 | 267.0382 | 0 | 266.6624 | 0.00066291 | 266.6624 | 0 | 266.6624 | 0
| 266.8686 | 0 | 266.8686 | 0 | 267.2456 | 0 | 266.8686 | 0.00043813 | 266.8686 | 0 | 266.8686 | 0
| 267.0749 | 0 | 267.0749 | 0 | 267.453 | 0 | 267.0749 | 0.00069685 | 267.0749 | 0 | 267.0749 | 0
| 267.2812 | 0 | 267.2812 | 0 | 267.6605 | 0 | 267.2812 | 0.00046789 | 267.2812 | 0 | 267.2812 | 0
| 267.4875 | 0 | 267.4875 | 0 | 267.8679 | 0 | 267.4875 | 0.00071458 | 267.4875 | 0 | 267.4875 | 0
| 267.6938 | 0 | 267.6938 | 0 | 268.0754 | 0 | 267.6938 | 0.00045797 | 267.6938 | 0 | 267.6938 | 0
| 267.9001 | 0 | 267.9001 | 0 | 268.2829 | 0 | 267.9001 | 0.00066164 | 267.9001 | 0 | 267.9001 | 0
| 268.1065 | 0 | 268.1065 | 0 | 268.4904 | 0 | 268.1065 | 0.00039968 | 268.1065 | 0 | 268.1065 | 0
| 268.3128 | 0 | 268.3128 | 0 | 268.6979 | 0 | 268.3128 | 0.00068866 | 268.3128 | 0 | 268.3128 | 0
| 268.5192 | 0 | 268.5192 | 0 | 268.9055 | 0 | 268.5192 | 0.00045134 | 268.5192 | 0 | 268.5192 | 0
| 268.7256 | 0 | 268.7256 | 0 | 269.113 | 0 | 268.7256 | 0.00066146 | 268.7256 | 0 | 268.7256 | 0
| 268.932 | 0 | 268.932 | 0 | 269.3206 | 0 | 268.932 | 0.00046558 | 268.932 | 0 | 268.932 | 0
| 269.1384 | 0 | 269.1384 | 0 | 269.5282 | 0 | 269.1384 | 0.0006993 | 269.1384 | 0 | 269.1384 | 0
| 269.3448 | 0 | 269.3448 | 0 | 269.7359 | 0 | 269.3448 | 0.00046385 | 269.3448 | 0 | 269.3448 | 0
| 269.5512 | 0 | 269.5512 | 0 | 269.9435 | 0 | 269.5512 | 0.00071248 | 269.5512 | 0 | 269.5512 | 0
| 269.7577 | 0 | 269.7577 | 0 | 270.1511 | 0 | 269.7577 | 0.00042881 | 269.7577 | 0 | 269.7577 | 0
| 269.9642 | 0 | 269.9642 | 0 | 270.3588 | 0 | 269.9642 | 0.00069177 | 269.9642 | 0 | 269.9642 | 0
| 270.1707 | 0 | 270.1707 | 0 | 270.5665 | 0 | 270.1707 | 0.00039718 | 270.1707 | 0 | 270.1707 | 0
| 270.3771 | 0 | 270.3771 | 0 | 270.7742 | 0 | 270.3771 | 0.00072084 | 270.3771 | 0 | 270.3771 | 0
| 270.5836 | 0 | 270.5836 | 0 | 270.9819 | 0 | 270.5836 | 0.00044178 | 270.5836 | 0 | 270.5836 | 0
| 270.7902 | 0 | 270.7902 | 0 | 271.1897 | 0 | 270.7902 | 0.00068873 | 270.7902 | 0 | 270.7902 | 0
| 270.9967 | 0 | 270.9967 | 0 | 271.3974 | 0 | 270.9967 | 0.00046014 | 270.9967 | 0 | 270.9967 | 0
| 271.2032 | 0 | 271.2032 | 0 | 271.6052 | 0 | 271.2033 | 0.00064624 | 271.2032 | 0 | 271.2032 | 0
| 271.4098 | 0 | 271.4098 | 0 | 271.813 | 0 | 271.4098 | 0.00047384 | 271.4098 | 0 | 271.4098 | 0
| 271.6164 | 0 | 271.6164 | 0 | 272.0208 | 0 | 271.6164 | 0.00068936 | 271.6164 | 0 | 271.6164 | 0
| 271.823 | 0 | 271.823 | 0 | 272.2286 | 0 | 271.823 | 0.00044023 | 271.823 | 0 | 271.823 | 0
| 272.0296 | 0 | 272.0296 | 0 | 272.4365 | 0 | 272.0296 | 0.00069629 | 272.0296 | 0 | 272.0296 | 0
| 272.2362 | 0 | 272.2362 | 0 | 272.6443 | 0 | 272.2362 | 0.00045551 | 272.2362 | 0 | 272.2362 | 0
| 272.4428 | 0 | 272.4428 | 0 | 272.8522 | 0 | 272.4428 | 0.00066526 | 272.4428 | 0 | 272.4428 | 0
| 272.6494 | 0 | 272.6494 | 0 | 273.0601 | 0 | 272.6494 | 0.00050145 | 272.6494 | 0 | 272.6494 | 0
| 272.8561 | 0 | 272.8561 | 0 | 273.268 | 0 | 272.8561 | 0.00074993 | 272.8561 | 0 | 272.8561 | 0
| 273.0628 | 0 | 273.0628 | 0 | 273.476 | 0 | 273.0628 | 0.00045582 | 273.0628 | 0 | 273.0628 | 0
| 273.2695 | 0 | 273.2695 | 0 | 273.6839 | 0 | 273.2695 | 0.0006762 | 273.2695 | 0 | 273.2695 | 0
| 273.4762 | 0 | 273.4762 | 0 | 273.8919 | 0 | 273.4762 | 0.00051831 | 273.4762 | 0 | 273.4762 | 0
| 273.6829 | 0 | 273.6829 | 0 | 274.0999 | 0 | 273.6829 | 0.00070401 | 273.6829 | 0 | 273.6829 | 0
| 273.8896 | 0 | 273.8896 | 0 | 274.3079 | 0 | 273.8896 | 0.00053627 | 273.8896 | 0 | 273.8896 | 0
| 274.0963 | 0 | 274.0963 | 0 | 274.5159 | 0 | 274.0963 | 0.00072434 | 274.0963 | 0 | 274.0963 | 0
| 274.3031 | 0 | 274.3031 | 0 | 274.7239 | 0 | 274.3031 | 0.00048006 | 274.3031 | 0 | 274.3031 | 0
| 274.5099 | 0 | 274.5099 | 0 | 274.932 | 0 | 274.5099 | 0.0006563 | 274.5099 | 0 | 274.5099 | 0
| 274.7166 | 0 | 274.7166 | 0 | 275.14 | 0 | 274.7166 | 0.00051568 | 274.7166 | 0 | 274.7166 | 0
| 274.9234 | 0 | 274.9234 | 0 | 275.3481 | 0 | 274.9234 | 0.00068726 | 274.9234 | 0 | 274.9234 | 0
| 275.1302 | 0 | 275.1302 | 0 | 275.5562 | 0 | 275.1302 | 0.00047864 | 275.1302 | 0 | 275.1302 | 0
| 275.337 | 0 | 275.337 | 0 | 275.7644 | 0 | 275.337 | 0.00070062 | 275.337 | 0 | 275.337 | 0
| 275.5439 | 0 | 275.5439 | 0 | 275.9725 | 0 | 275.5439 | 0.00051614 | 275.5439 | 0 | 275.5439 | 0
| 275.7507 | 0 | 275.7507 | 0 | 276.1807 | 0 | 275.7507 | 0.00070333 | 275.7507 | 0 | 275.7507 | 0
| 275.9576 | 0 | 275.9576 | 0 | 276.3888 | 0 | 275.9576 | 0.00046904 | 275.9576 | 0 | 275.9576 | 0
| 276.1645 | 0 | 276.1645 | 0 | 276.597 | 0 | 276.1645 | 0.00074112 | 276.1645 | 0 | 276.1645 | 0
| 276.3713 | 0 | 276.3713 | 0 | 276.8052 | 0 | 276.3713 | 0.00047936 | 276.3713 | 0 | 276.3713 | 0
| 276.5782 | 0 | 276.5782 | 0 | 277.0135 | 0 | 276.5783 | 0.00072561 | 276.5782 | 0 | 276.5782 | 0
| 276.7852 | 0 | 276.7852 | 0 | 277.2217 | 0 | 276.7852 | 0.00048268 | 276.7852 | 0 | 276.7852 | 0
| 276.9921 | 0 | 276.9921 | 0 | 277.43 | 0 | 276.9921 | 0.00072593 | 276.9921 | 0 | 276.9921 | 0
| 277.199 | 0 | 277.199 | 0 | 277.6383 | 0 | 277.199 | 0.00048697 | 277.199 | 0 | 277.199 | 0
| 277.406 | 0 | 277.406 | 0 | 277.8465 | 0 | 277.406 | 0.00069689 | 277.406 | 0 | 277.406 | 0
| 277.6129 | 0 | 277.6129 | 0 | 278.0549 | 0 | 277.613 | 0.00052955 | 277.6129 | 0 | 277.6129 | 0
| 277.8199 | 0 | 277.8199 | 0 | 278.2632 | 0 | 277.8199 | 0.00070606 | 277.8199 | 0 | 277.8199 | 0
| 278.0269 | 0 | 278.0269 | 0 | 278.4715 | 0 | 278.0269 | 0.00043825 | 278.0269 | 0 | 278.0269 | 0
| 278.2339 | 0 | 278.2339 | 0 | 278.6799 | 0 | 278.2339 | 0.00070491 | 278.2339 | 0 | 278.2339 | 0
| 278.4409 | 0 | 278.4409 | 0 | 278.8883 | 0 | 278.4409 | 0.00049489 | 278.4409 | 0 | 278.4409 | 0
| 278.648 | 0 | 278.648 | 0 | 279.0967 | 0 | 278.648 | 0.00075124 | 278.648 | 0 | 278.648 | 0
| 278.855 | 0 | 278.855 | 0 | 279.3051 | 0 | 278.855 | 0.00045491 | 278.855 | 0 | 278.855 | 0
| 279.0621 | 0 | 279.0621 | 0 | 279.5135 | 0 | 279.0621 | 0.0007592 | 279.0621 | 0 | 279.0621 | 0
| 279.2692 | 0 | 279.2692 | 0 | 279.722 | 0 | 279.2692 | 0.0005121 | 279.2692 | 0 | 279.2692 | 0
| 279.4763 | 0 | 279.4763 | 0 | 279.9305 | 0 | 279.4763 | 0.0007284 | 279.4763 | 0 | 279.4763 | 0
| 279.6833 | 0 | 279.6833 | 0 | 280.1389 | 0 | 279.6834 | 0.00045778 | 279.6833 | 0 | 279.6833 | 0
| 279.8905 | 0 | 279.8905 | 0 | 280.3474 | 0 | 279.8905 | 0.0007765 | 279.8905 | 0 | 279.8905 | 0
| 280.0976 | 0 | 280.0976 | 0 | 280.556 | 0 | 280.0976 | 0.00049112 | 280.0976 | 0 | 280.0976 | 0
| 280.3047 | 0 | 280.3047 | 0 | 280.7645 | 0 | 280.3048 | 0.00072795 | 280.3047 | 0 | 280.3047 | 0
| 280.5119 | 0 | 280.5119 | 0 | 280.9731 | 0 | 280.5119 | 0.00049922 | 280.5119 | 0 | 280.5119 | 0
| 280.7191 | 0 | 280.7191 | 0 | 281.1816 | 0 | 280.7191 | 0.00079121 | 280.7191 | 0 | 280.7191 | 0
| 280.9263 | 0 | 280.9263 | 0 | 281.3902 | 0 | 280.9263 | 0.00054501 | 280.9263 | 0 | 280.9263 | 0
| 281.1335 | 0 | 281.1335 | 0 | 281.5988 | 0 | 281.1334 | 0.0007395 | 281.1335 | 0 | 281.1335 | 0
| 281.3407 | 0 | 281.3407 | 0 | 281.8075 | 0 | 281.3407 | 0.00050357 | 281.3407 | 0 | 281.3407 | 0
| 281.5479 | 0 | 281.5479 | 0 | 282.0161 | 0 | 281.5479 | 0.00069356 | 281.5479 | 0 | 281.5479 | 0
| 281.7551 | 0 | 281.7551 | 0 | 282.2247 | 0 | 281.7551 | 0.00051138 | 281.7551 | 0 | 281.7551 | 0
| 281.9624 | 0 | 281.9624 | 0 | 282.4334 | 0 | 281.9624 | 0.00078545 | 281.9624 | 0 | 281.9624 | 0
| 282.1696 | 0 | 282.1696 | 0 | 282.6421 | 0 | 282.1696 | 0.00053501 | 282.1696 | 0 | 282.1696 | 0
| 282.3769 | 0 | 282.3769 | 0 | 282.8508 | 0 | 282.3769 | 0.00080789 | 282.3769 | 0 | 282.3769 | 0
| 282.5842 | 0 | 282.5842 | 0 | 283.0596 | 0 | 282.5842 | 0.00051112 | 282.5842 | 0 | 282.5842 | 0
| 282.7915 | 0 | 282.7915 | 0 | 283.2683 | 0 | 282.7915 | 0.00075553 | 282.7915 | 0 | 282.7915 | 0
| 282.9988 | 0 | 282.9988 | 0 | 283.4771 | 0 | 282.9988 | 0.0005561 | 282.9988 | 0 | 282.9988 | 0
| 283.2062 | 0 | 283.2062 | 0 | 283.6858 | 0 | 283.2062 | 0.00073909 | 283.2062 | 0 | 283.2062 | 0
| 283.4135 | 0 | 283.4135 | 0 | 283.8946 | 0 | 283.4135 | 0.00057999 | 283.4135 | 0 | 283.4135 | 0
| 283.6209 | 0 | 283.6209 | 0 | 284.1035 | 0 | 283.6209 | 0.00076659 | 283.6209 | 0 | 283.6209 | 0
| 283.8282 | 0 | 283.8282 | 0 | 284.3123 | 0 | 283.8283 | 0.00054766 | 283.8282 | 0 | 283.8282 | 0
| 284.0356 | 0 | 284.0356 | 0 | 284.5211 | 0 | 284.0356 | 0.00081141 | 284.0356 | 0 | 284.0356 | 0
| 284.243 | 0 | 284.243 | 0 | 284.73 | 0 | 284.243 | 0.00057633 | 284.243 | 0 | 284.243 | 0
| 284.4504 | 0 | 284.4504 | 0 | 284.9389 | 0 | 284.4504 | 0.0008228 | 284.4504 | 0 | 284.4504 | 0
| 284.6579 | 0 | 284.6579 | 0 | 285.1478 | 0 | 284.6579 | 0.00052839 | 284.6579 | 0 | 284.6579 | 0
| 284.8653 | 0 | 284.8653 | 0 | 285.3567 | 0 | 284.8653 | 0.00085611 | 284.8653 | 0 | 284.8653 | 0
| 285.0728 | 0 | 285.0728 | 0 | 285.5656 | 0 | 285.0727 | 0.00060855 | 285.0728 | 0 | 285.0728 | 0
| 285.2802 | 0 | 285.2802 | 0 | 285.7746 | 0 | 285.2802 | 0.00084993 | 285.2802 | 0 | 285.2802 | 0
| 285.4877 | 0 | 285.4877 | 0 | 285.9835 | 0 | 285.4877 | 0.00057552 | 285.4877 | 0 | 285.4877 | 0
| 285.6952 | 0 | 285.6952 | 0 | 286.1925 | 0 | 285.6952 | 0.00086723 | 285.6952 | 0 | 285.6952 | 0
| 285.9027 | 0 | 285.9027 | 0 | 286.4015 | 0 | 285.9027 | 0.00060254 | 285.9027 | 0 | 285.9027 | 0
| 286.1102 | 0 | 286.1102 | 0 | 286.6105 | 0 | 286.1102 | 0.00087279 | 286.1102 | 0 | 286.1102 | 0
| 286.3177 | 0 | 286.3177 | 0 | 286.8196 | 0 | 286.3177 | 0.00063652 | 286.3177 | 0 | 286.3177 | 0
| 286.5253 | 0 | 286.5253 | 0 | 287.0286 | 0 | 286.5253 | 0.00083967 | 286.5253 | 0 | 286.5253 | 0
| 286.7329 | 0 | 286.7329 | 0 | 287.2377 | 0 | 286.7329 | 0.00060939 | 286.7329 | 0 | 286.7329 | 0
| 286.9404 | 0 | 286.9404 | 0 | 287.4468 | 0 | 286.9404 | 0.00090658 | 286.9404 | 0 | 286.9404 | 0
| 287.148 | 0 | 287.148 | 0 | 287.6559 | 0 | 287.148 | 0.00061286 | 287.148 | 0 | 287.148 | 0
| 287.3556 | 0 | 287.3556 | 0 | 287.865 | 0 | 287.3556 | 0.00086014 | 287.3556 | 0 | 287.3556 | 0
| 287.5632 | 0 | 287.5632 | 0 | 288.0741 | 0 | 287.5632 | 0.00064321 | 287.5632 | 0 | 287.5632 | 0
| 287.7709 | 0 | 287.7709 | 0 | 288.2833 | 0 | 287.7709 | 0.00083547 | 287.7709 | 0 | 287.7709 | 0
| 287.9785 | 0 | 287.9785 | 0 | 288.4925 | 0 | 287.9785 | 0.00065165 | 287.9785 | 0 | 287.9785 | 0
| 288.1862 | 0 | 288.1862 | 0 | 288.7017 | 0 | 288.1862 | 0.00086897 | 288.1862 | 0 | 288.1862 | 0
| 288.3938 | 0 | 288.3938 | 0 | 288.9109 | 0 | 288.3938 | 0.00060694 | 288.3938 | 0 | 288.3938 | 0
| 288.6015 | 0 | 288.6015 | 0 | 289.1201 | 0 | 288.6015 | 0.00080426 | 288.6015 | 0 | 288.6015 | 0
| 288.8092 | 0 | 288.8092 | 0 | 289.3293 | 0 | 288.8092 | 0.00067351 | 288.8092 | 0 | 288.8092 | 0
| 289.0169 | 0 | 289.0169 | 0 | 289.5386 | 0 | 289.0169 | 0.00088431 | 289.0169 | 0 | 289.0169 | 0
| 289.2246 | 0 | 289.2246 | 0 | 289.7479 | 0 | 289.2246 | 0.00062723 | 289.2246 | 0 | 289.2246 | 0
| 289.4324 | 0 | 289.4324 | 0 | 289.9572 | 0 | 289.4324 | 0.00089582 | 289.4324 | 0 | 289.4324 | 0
| 289.6401 | 0 | 289.6401 | 0 | 290.1665 | 0 | 289.6401 | 0.00066161 | 289.6401 | 0 | 289.6401 | 0
| 289.8479 | 0 | 289.8479 | 0 | 290.3758 | 0 | 289.8479 | 0.0008823 | 289.8479 | 0 | 289.8479 | 0
| 290.0557 | 0 | 290.0557 | 0 | 290.5851 | 0 | 290.0557 | 0.00062932 | 290.0557 | 0 | 290.0557 | 0
| 290.2635 | 0 | 290.2635 | 0 | 290.7945 | 0 | 290.2635 | 0.00087043 | 290.2635 | 0 | 290.2635 | 0
| 290.4713 | 0 | 290.4713 | 0 | 291.0039 | 0 | 290.4712 | 0.0006776 | 290.4713 | 0 | 290.4713 | 0
| 290.679 | 0 | 290.679 | 0 | 291.2133 | 0 | 290.6791 | 0.00084719 | 290.679 | 0 | 290.679 | 0
| 290.8869 | 0 | 290.8869 | 0 | 291.4227 | 0 | 290.8869 | 0.00065188 | 290.8869 | 0 | 290.8869 | 0
| 291.0947 | 0 | 291.0947 | 0 | 291.6321 | 0 | 291.0947 | 0.00090127 | 291.0947 | 0 | 291.0947 | 0
| 291.3026 | 0 | 291.3026 | 0 | 291.8416 | 0 | 291.3026 | 0.00064003 | 291.3026 | 0 | 291.3026 | 0
| 291.5104 | 0 | 291.5104 | 0 | 292.051 | 0 | 291.5104 | 0.00088596 | 291.5104 | 0 | 291.5104 | 0
| 291.7183 | 0 | 291.7183 | 0 | 292.2605 | 0 | 291.7183 | 0.00062873 | 291.7183 | 0 | 291.7183 | 0
| 291.9262 | 0 | 291.9262 | 0 | 292.47 | 0 | 291.9262 | 0.00086774 | 291.9262 | 0 | 291.9262 | 0
| 292.1341 | 0 | 292.1341 | 0 | 292.6795 | 0 | 292.1341 | 0.00064876 | 292.1341 | 0 | 292.1341 | 0
| 292.3421 | 0 | 292.3421 | 0 | 292.889 | 0 | 292.3421 | 0.0008529 | 292.3421 | 0 | 292.3421 | 0
| 292.55 | 0 | 292.55 | 0 | 293.0986 | 0 | 292.55 | 0.00058778 | 292.55 | 0 | 292.55 | 0
| 292.7579 | 0 | 292.7579 | 0 | 293.3082 | 0 | 292.7579 | 0.00090999 | 292.7579 | 0 | 292.7579 | 0
| 292.9659 | 0 | 292.9659 | 0 | 293.5177 | 0 | 292.9659 | 0.0006449 | 292.9659 | 0 | 292.9659 | 0
| 293.1739 | 0 | 293.1739 | 0 | 293.7273 | 0 | 293.1739 | 0.00089591 | 293.1739 | 0 | 293.1739 | 0
| 293.3819 | 0 | 293.3819 | 0 | 293.937 | 0 | 293.3819 | 0.00061663 | 293.3819 | 0 | 293.3819 | 0
| 293.5899 | 0 | 293.5899 | 0 | 294.1466 | 0 | 293.5899 | 0.000846 | 293.5899 | 0 | 293.5899 | 0
| 293.7979 | 0 | 293.7979 | 0 | 294.3562 | 0 | 293.7979 | 0.00064713 | 293.7979 | 0 | 293.7979 | 0
| 294.0059 | 0 | 294.0059 | 0 | 294.5659 | 0 | 294.0059 | 0.00085899 | 294.0059 | 0 | 294.0059 | 0
| 294.214 | 0 | 294.214 | 0 | 294.7756 | 0 | 294.214 | 0.00062385 | 294.214 | 0 | 294.214 | 0
| 294.422 | 0 | 294.422 | 0 | 294.9853 | 0 | 294.422 | 0.00085315 | 294.422 | 0 | 294.422 | 0
| 294.6301 | 0 | 294.6301 | 0 | 295.195 | 0 | 294.6301 | 0.00065642 | 294.6301 | 0 | 294.6301 | 0
| 294.8382 | 0 | 294.8382 | 0 | 295.4047 | 0 | 294.8382 | 0.00083556 | 294.8382 | 0 | 294.8382 | 0
| 295.0463 | 0 | 295.0463 | 0 | 295.6145 | 0 | 295.0463 | 0.00067083 | 295.0463 | 0 | 295.0463 | 0
| 295.2544 | 0 | 295.2544 | 0 | 295.8243 | 0 | 295.2544 | 0.00083678 | 295.2544 | 0 | 295.2544 | 0
| 295.4625 | 0 | 295.4625 | 0 | 296.034 | 0 | 295.4625 | 0.00064957 | 295.4625 | 0 | 295.4625 | 0
| 295.6706 | 0 | 295.6706 | 0 | 296.2438 | 0 | 295.6706 | 0.00082767 | 295.6706 | 0 | 295.6706 | 0
| 295.8788 | 0 | 295.8788 | 0 | 296.4537 | 0 | 295.8788 | 0.00060021 | 295.8788 | 0 | 295.8788 | 0
| 296.0869 | 0 | 296.0869 | 0 | 296.6635 | 0 | 296.0869 | 0.00087107 | 296.0869 | 0 | 296.0869 | 0
| 296.2951 | 0 | 296.2951 | 0 | 296.8733 | 0 | 296.2951 | 0.00060547 | 296.2951 | 0 | 296.2951 | 0
| 296.5033 | 0 | 296.5033 | 0 | 297.0832 | 0 | 296.5033 | 0.00082464 | 296.5033 | 0 | 296.5033 | 0
| 296.7115 | 0 | 296.7115 | 0 | 297.2931 | 0 | 296.7115 | 0.00062999 | 296.7115 | 0 | 296.7115 | 0
| 296.9197 | 0 | 296.9197 | 0 | 297.503 | 0 | 296.9197 | 0.00086833 | 296.9197 | 0 | 296.9197 | 0
| 297.1279 | 0 | 297.1279 | 0 | 297.7129 | 0 | 297.1279 | 0.00057545 | 297.1279 | 0 | 297.1279 | 0
| 297.3362 | 0 | 297.3362 | 0 | 297.9229 | 0 | 297.3362 | 0.0008911 | 297.3362 | 0 | 297.3362 | 0
| 297.5444 | 0 | 297.5444 | 0 | 298.1328 | 0 | 297.5444 | 0.0006722 | 297.5444 | 0 | 297.5444 | 0
| 297.7527 | 0 | 297.7527 | 0 | 298.3428 | 0 | 297.7527 | 0.00084718 | 297.7527 | 0 | 297.7527 | 0
| 297.961 | 0 | 297.961 | 0 | 298.5528 | 0 | 297.961 | 0.00066719 | 297.961 | 0 | 297.961 | 0
| 298.1693 | 0 | 298.1693 | 0 | 298.7628 | 0 | 298.1693 | 0.00088018 | 298.1693 | 0 | 298.1693 | 0
| 298.3776 | 0 | 298.3776 | 0 | 298.9728 | 0 | 298.3776 | 0.00069308 | 298.3776 | 0 | 298.3776 | 0
| 298.5859 | 0 | 298.5859 | 0 | 299.1828 | 0 | 298.5859 | 0.00089064 | 298.5859 | 0 | 298.5859 | 0
| 298.7942 | 0 | 298.7942 | 0 | 299.3929 | 0 | 298.7942 | 0.00070105 | 298.7942 | 0 | 298.7942 | 0
| 299.0026 | 0 | 299.0026 | 0 | 299.603 | 0 | 299.0026 | 0.00087003 | 299.0026 | 0 | 299.0026 | 0
| 299.2109 | 0 | 299.2109 | 0 | 299.8131 | 0 | 299.2109 | 0.00066887 | 299.2109 | 0 | 299.2109 | 0
| 299.4193 | 0 | 299.4193 | 0 | 300.0232 | 0 | 299.4193 | 0.00090165 | 299.4193 | 0 | 299.4193 | 0
| 299.6277 | 0 | 299.6277 | 0 | 300.2333 | 0 | 299.6277 | 0.00067451 | 299.6277 | 0 | 299.6277 | 0
| 299.8361 | 0 | 299.8361 | 0 | 300.4434 | 0 | 299.8361 | 0.00088977 | 299.8361 | 0 | 299.8361 | 0
| 300.0445 | 0 | 300.0445 | 0 | 300.6536 | 0 | 300.0445 | 0.0007104 | 300.0445 | 0 | 300.0445 | 0
| 300.253 | 0 | 300.253 | 0 | 300.8638 | 0 | 300.253 | 0.00084983 | 300.253 | 0 | 300.253 | 0
| 300.4614 | 0 | 300.4614 | 0 | 301.074 | 0 | 300.4614 | 0.00063754 | 300.4614 | 0 | 300.4614 | 0
| 300.6698 | 0 | 300.6698 | 0 | 301.2842 | 0 | 300.6698 | 0.00092307 | 300.6698 | 0 | 300.6698 | 0
| 300.8783 | 0 | 300.8783 | 0 | 301.4944 | 0 | 300.8783 | 0.000754 | 300.8783 | 0 | 300.8783 | 0
| 301.0868 | 0 | 301.0868 | 0 | 301.7046 | 0 | 301.0868 | 0.00087586 | 301.0868 | 0 | 301.0868 | 0
| 301.2953 | 0 | 301.2953 | 0 | 301.9149 | 0 | 301.2953 | 0.00065263 | 301.2953 | 0 | 301.2953 | 0
| 301.5038 | 0 | 301.5038 | 0 | 302.1252 | 0 | 301.5038 | 0.00094937 | 301.5038 | 0 | 301.5038 | 0
| 301.7123 | 0 | 301.7123 | 0 | 302.3354 | 0 | 301.7123 | 0.00066289 | 301.7123 | 0 | 301.7123 | 0
| 301.9208 | 0 | 301.9208 | 0 | 302.5457 | 0 | 301.9208 | 0.00095278 | 301.9208 | 0 | 301.9208 | 0
| 302.1294 | 0 | 302.1294 | 0 | 302.7561 | 0 | 302.1294 | 0.00067137 | 302.1294 | 0 | 302.1294 | 0
| 302.338 | 0 | 302.338 | 0 | 302.9664 | 0 | 302.3379 | 0.00092066 | 302.338 | 0 | 302.338 | 0
| 302.5465 | 0 | 302.5465 | 0 | 303.1768 | 0 | 302.5465 | 0.00073752 | 302.5465 | 0 | 302.5465 | 0
| 302.7551 | 0 | 302.7551 | 0 | 303.3872 | 0 | 302.7551 | 0.00084669 | 302.7551 | 0 | 302.7551 | 0
| 302.9637 | 0 | 302.9637 | 0 | 303.5976 | 0 | 302.9637 | 0.00068412 | 302.9637 | 0 | 302.9637 | 0
| 303.1723 | 0 | 303.1723 | 0 | 303.808 | 0 | 303.1723 | 0.00089767 | 303.1723 | 0 | 303.1723 | 0
| 303.381 | 0 | 303.381 | 0 | 304.0184 | 0 | 303.3809 | 0.00068812 | 303.381 | 0 | 303.381 | 0
| 303.5896 | 0 | 303.5896 | 0 | 304.2288 | 0 | 303.5896 | 0.00092365 | 303.5896 | 0 | 303.5896 | 0
| 303.7982 | 0 | 303.7982 | 0 | 304.4393 | 0 | 303.7982 | 0.00066866 | 303.7982 | 0 | 303.7982 | 0
| 304.0069 | 0 | 304.0069 | 0 | 304.6498 | 0 | 304.0069 | 0.00085437 | 304.0069 | 0 | 304.0069 | 0
| 304.2156 | 0 | 304.2156 | 0 | 304.8603 | 0 | 304.2156 | 0.0006552 | 304.2156 | 0 | 304.2156 | 0
| 304.4243 | 0 | 304.4243 | 0 | 305.0708 | 0 | 304.4243 | 0.00087327 | 304.4243 | 0 | 304.4243 | 0
| 304.633 | 0 | 304.633 | 0 | 305.2813 | 0 | 304.633 | 0.00065183 | 304.633 | 0 | 304.633 | 0
| 304.8417 | 0 | 304.8417 | 0 | 305.4918 | 0 | 304.8417 | 0.00092782 | 304.8417 | 0 | 304.8417 | 0
| 305.0504 | 0 | 305.0504 | 0 | 305.7024 | 0 | 305.0504 | 0.00064284 | 305.0504 | 0 | 305.0504 | 0
| 305.2592 | 0 | 305.2592 | 0 | 305.913 | 0 | 305.2592 | 0.00084801 | 305.2592 | 0 | 305.2592 | 0
| 305.4679 | 0 | 305.4679 | 0 | 306.1236 | 0 | 305.4679 | 0.00066886 | 305.4679 | 0 | 305.4679 | 0
| 305.6767 | 0 | 305.6767 | 0 | 306.3342 | 0 | 305.6767 | 0.00091352 | 305.6767 | 0 | 305.6767 | 0
| 305.8855 | 0 | 305.8855 | 0 | 306.5448 | 0 | 305.8855 | 0.00065294 | 305.8855 | 0 | 305.8855 | 0
| 306.0943 | 0 | 306.0943 | 0 | 306.7554 | 0 | 306.0943 | 0.00088987 | 306.0943 | 0 | 306.0943 | 0
| 306.3031 | 0 | 306.3031 | 0 | 306.9661 | 0 | 306.3031 | 0.00065459 | 306.3031 | 0 | 306.3031 | 0
| 306.5119 | 0 | 306.5119 | 0 | 307.1768 | 0 | 306.5119 | 0.00089013 | 306.5119 | 0 | 306.5119 | 0
| 306.7207 | 0 | 306.7207 | 0 | 307.3875 | 0 | 306.7207 | 0.00060722 | 306.7207 | 0 | 306.7207 | 0
| 306.9296 | 0 | 306.9296 | 0 | 307.5982 | 0 | 306.9296 | 0.00085971 | 306.9296 | 0 | 306.9296 | 0
| 307.1385 | 0 | 307.1385 | 0 | 307.8089 | 0 | 307.1385 | 0.00070306 | 307.1385 | 0 | 307.1385 | 0
| 307.3473 | 0 | 307.3473 | 0 | 308.0197 | 0 | 307.3473 | 0.00087208 | 307.3473 | 0 | 307.3473 | 0
| 307.5562 | 0 | 307.5562 | 0 | 308.2304 | 0 | 307.5562 | 0.00064355 | 307.5562 | 0 | 307.5562 | 0
| 307.7651 | 0 | 307.7651 | 0 | 308.4412 | 0 | 307.7651 | 0.00089717 | 307.7651 | 0 | 307.7651 | 0
| 307.974 | 0 | 307.974 | 0 | 308.652 | 0 | 307.974 | 0.00068558 | 307.974 | 0 | 307.974 | 0
| 308.183 | 0 | 308.183 | 0 | 308.8628 | 0 | 308.183 | 0.00095219 | 308.183 | 0 | 308.183 | 0
| 308.3919 | 0 | 308.3919 | 0 | 309.0736 | 0 | 308.3919 | 0.00065196 | 308.3919 | 0 | 308.3919 | 0
| 308.6009 | 0 | 308.6009 | 0 | 309.2845 | 0 | 308.6009 | 0.00094186 | 308.6009 | 0 | 308.6009 | 0
| 308.8098 | 0 | 308.8098 | 0 | 309.4953 | 0 | 308.8098 | 0.00069404 | 308.8098 | 0 | 308.8098 | 0
| 309.0188 | 0 | 309.0188 | 0 | 309.7062 | 0 | 309.0188 | 0.00084444 | 309.0188 | 0 | 309.0188 | 0
| 309.2278 | 0 | 309.2278 | 0 | 309.9171 | 0 | 309.2278 | 0.00066865 | 309.2278 | 0 | 309.2278 | 0
| 309.4368 | 0 | 309.4368 | 0 | 310.128 | 0 | 309.4368 | 0.0009319 | 309.4368 | 0 | 309.4368 | 0
| 309.6458 | 0 | 309.6458 | 0 | 310.339 | 0 | 309.6458 | 0.00065913 | 309.6458 | 0 | 309.6458 | 0
| 309.8549 | 0 | 309.8549 | 0 | 310.5499 | 0 | 309.8549 | 0.00090717 | 309.8549 | 0 | 309.8549 | 0
| 310.0639 | 0 | 310.0639 | 0 | 310.7609 | 0 | 310.0639 | 0.00061332 | 310.0639 | 0 | 310.0639 | 0
| 310.273 | 0 | 310.273 | 0 | 310.9718 | 0 | 310.273 | 0.00087591 | 310.273 | 0 | 310.273 | 0
| 310.4821 | 0 | 310.4821 | 0 | 311.1828 | 0 | 310.4821 | 0.000656 | 310.4821 | 0 | 310.4821 | 0
| 310.6911 | 0 | 310.6911 | 0 | 311.3938 | 0 | 310.6911 | 0.00088547 | 310.6911 | 0 | 310.6911 | 0
| 310.9002 | 0 | 310.9002 | 0 | 311.6049 | 0 | 310.9002 | 0.00062026 | 310.9002 | 0 | 310.9002 | 0
| 311.1093 | 0 | 311.1093 | 0 | 311.8159 | 0 | 311.1093 | 0.00088681 | 311.1093 | 0 | 311.1093 | 0
| 311.3185 | 0 | 311.3185 | 0 | 312.027 | 0 | 311.3185 | 0.00069238 | 311.3185 | 0 | 311.3185 | 0
| 311.5276 | 0 | 311.5276 | 0 | 312.238 | 0 | 311.5276 | 0.00089193 | 311.5276 | 0 | 311.5276 | 0
| 311.7368 | 0 | 311.7368 | 0 | 312.4491 | 0 | 311.7368 | 0.00072138 | 311.7368 | 0 | 311.7368 | 0
| 311.9459 | 0 | 311.9459 | 0 | 312.6603 | 0 | 311.9459 | 0.00090732 | 311.9459 | 0 | 311.9459 | 0
| 312.1551 | 0 | 312.1551 | 0 | 312.8714 | 0 | 312.1551 | 0.00069313 | 312.1551 | 0 | 312.1551 | 0
| 312.3643 | 0 | 312.3643 | 0 | 313.0825 | 0 | 312.3643 | 0.00090219 | 312.3643 | 0 | 312.3643 | 0
| 312.5735 | 0 | 312.5735 | 0 | 313.2937 | 0 | 312.5735 | 0.00068698 | 312.5735 | 0 | 312.5735 | 0
| 312.7827 | 0 | 312.7827 | 0 | 313.5049 | 0 | 312.7827 | 0.00092236 | 312.7827 | 0 | 312.7827 | 0
| 312.9919 | 0 | 312.9919 | 0 | 313.7161 | 0 | 312.9919 | 0.00073267 | 312.9919 | 0 | 312.9919 | 0
| 313.2012 | 0 | 313.2012 | 0 | 313.9273 | 0 | 313.2012 | 0.00092967 | 313.2012 | 0 | 313.2012 | 0
| 313.4105 | 0 | 313.4105 | 0 | 314.1385 | 0 | 313.4105 | 0.00068162 | 313.4105 | 0 | 313.4105 | 0
| 313.6197 | 0 | 313.6197 | 0 | 314.3497 | 0 | 313.6197 | 0.00094479 | 313.6197 | 0 | 313.6197 | 0
| 313.829 | 0 | 313.829 | 0 | 314.561 | 0 | 313.829 | 0.00063438 | 313.829 | 0 | 313.829 | 0
| 314.0383 | 0 | 314.0383 | 0 | 314.7723 | 0 | 314.0383 | 0.00092432 | 314.0383 | 0 | 314.0383 | 0
| 314.2476 | 0 | 314.2476 | 0 | 314.9836 | 0 | 314.2476 | 0.00067233 | 314.2476 | 0 | 314.2476 | 0
| 314.4569 | 0 | 314.4569 | 0 | 315.1949 | 0 | 314.4569 | 0.00092946 | 314.4569 | 0 | 314.4569 | 0
| 314.6663 | 0 | 314.6663 | 0 | 315.4062 | 0 | 314.6663 | 0.00067688 | 314.6663 | 0 | 314.6663 | 0
| 314.8756 | 0 | 314.8756 | 0 | 315.6175 | 0 | 314.8756 | 0.00087269 | 314.8756 | 0 | 314.8756 | 0
| 315.085 | 0 | 315.085 | 0 | 315.8289 | 0 | 315.085 | 0.00063985 | 315.085 | 0 | 315.085 | 0
| 315.2944 | 0 | 315.2944 | 0 | 316.0403 | 0 | 315.2944 | 0.00091227 | 315.2944 | 0 | 315.2944 | 0
| 315.5038 | 0 | 315.5038 | 0 | 316.2517 | 0 | 315.5038 | 0.00064765 | 315.5038 | 0 | 315.5038 | 0
| 315.7131 | 0 | 315.7131 | 0 | 316.4631 | 0 | 315.7131 | 0.00088422 | 315.7131 | 0 | 315.7131 | 0
| 315.9225 | 0 | 315.9225 | 0 | 316.6745 | 0 | 315.9226 | 0.00066427 | 315.9225 | 0 | 315.9225 | 0
| 316.132 | 0 | 316.132 | 0 | 316.886 | 0 | 316.132 | 0.000915 | 316.132 | 0 | 316.132 | 0
| 316.3414 | 0 | 316.3414 | 0 | 317.0974 | 0 | 316.3414 | 0.00064593 | 316.3414 | 0 | 316.3414 | 0
| 316.5509 | 0 | 316.5509 | 0 | 317.3089 | 0 | 316.5509 | 0.00085274 | 316.5509 | 0 | 316.5509 | 0
| 316.7603 | 0 | 316.7603 | 0 | 317.5204 | 0 | 316.7604 | 0.00065686 | 316.7603 | 0 | 316.7603 | 0
| 316.9698 | 0 | 316.9698 | 0 | 317.7319 | 0 | 316.9698 | 0.00086371 | 316.9698 | 0 | 316.9698 | 0
| 317.1793 | 0 | 317.1793 | 0 | 317.9434 | 0 | 317.1793 | 0.00061254 | 317.1793 | 0 | 317.1793 | 0
| 317.3888 | 0 | 317.3888 | 0 | 318.155 | 0 | 317.3888 | 0.00088681 | 317.3888 | 0 | 317.3888 | 0
| 317.5983 | 0 | 317.5983 | 0 | 318.3665 | 0 | 317.5983 | 0.00064767 | 317.5983 | 0 | 317.5983 | 0
| 317.8079 | 0 | 317.8079 | 0 | 318.5781 | 0 | 317.8079 | 0.00087682 | 317.8079 | 0 | 317.8079 | 0
| 318.0174 | 0 | 318.0174 | 0 | 318.7897 | 0 | 318.0174 | 0.00069431 | 318.0174 | 0 | 318.0174 | 0
| 318.227 | 0 | 318.227 | 0 | 319.0013 | 0 | 318.227 | 0.00090658 | 318.227 | 0 | 318.227 | 0
| 318.4366 | 0 | 318.4366 | 0 | 319.2129 | 0 | 318.4366 | 0.00063985 | 318.4366 | 0 | 318.4366 | 0
| 318.6461 | 0 | 318.6461 | 0 | 319.4246 | 0 | 318.6461 | 0.0009147 | 318.6461 | 0 | 318.6461 | 0
| 318.8557 | 0 | 318.8557 | 0 | 319.6362 | 0 | 318.8557 | 0.00065747 | 318.8557 | 0 | 318.8557 | 0
| 319.0653 | 0 | 319.0653 | 0 | 319.8479 | 0 | 319.0653 | 0.00088361 | 319.0653 | 0 | 319.0653 | 0
| 319.275 | 0 | 319.275 | 0 | 320.0596 | 0 | 319.275 | 0.0007151 | 319.275 | 0 | 319.275 | 0
| 319.4846 | 0 | 319.4846 | 0 | 320.2713 | 0 | 319.4846 | 0.00091212 | 319.4846 | 0 | 319.4846 | 0
| 319.6942 | 0 | 319.6942 | 0 | 320.483 | 0 | 319.6942 | 0.00064448 | 319.6942 | 0 | 319.6942 | 0
| 319.9039 | 0 | 319.9039 | 0 | 320.6948 | 0 | 319.9039 | 0.00089077 | 319.9039 | 0 | 319.9039 | 0
| 320.1136 | 0 | 320.1136 | 0 | 320.9065 | 0 | 320.1136 | 0.0006809 | 320.1136 | 0 | 320.1136 | 0
| 320.3233 | 0 | 320.3233 | 0 | 321.1183 | 0 | 320.3233 | 0.00088101 | 320.3233 | 0 | 320.3233 | 0
| 320.533 | 0 | 320.533 | 0 | 321.3301 | 0 | 320.533 | 0.00071099 | 320.533 | 0 | 320.533 | 0
| 320.7427 | 0 | 320.7427 | 0 | 321.5419 | 0 | 320.7427 | 0.0009311 | 320.7427 | 0 | 320.7427 | 0
| 320.9524 | 0 | 320.9524 | 0 | 321.7537 | 0 | 320.9524 | 0.00063493 | 320.9524 | 0 | 320.9524 | 0
| 321.1621 | 0 | 321.1621 | 0 | 321.9655 | 0 | 321.1621 | 0.00093273 | 321.1621 | 0 | 321.1621 | 0
| 321.3719 | 0 | 321.3719 | 0 | 322.1774 | 0 | 321.3719 | 0.00070422 | 321.3719 | 0 | 321.3719 | 0
| 321.5817 | 0 | 321.5817 | 0 | 322.3893 | 0 | 321.5817 | 0.00093512 | 321.5817 | 0 | 321.5817 | 0
| 321.7914 | 0 | 321.7914 | 0 | 322.6012 | 0 | 321.7914 | 0.00067709 | 321.7914 | 0 | 321.7914 | 0
| 322.0012 | 0 | 322.0012 | 0 | 322.8131 | 0 | 322.0012 | 0.00096078 | 322.0012 | 0 | 322.0012 | 0
| 322.211 | 0 | 322.211 | 0 | 323.025 | 0 | 322.211 | 0.00067798 | 322.211 | 0 | 322.211 | 0
| 322.4209 | 0 | 322.4209 | 0 | 323.2369 | 0 | 322.4209 | 0.00093283 | 322.4209 | 0 | 322.4209 | 0
| 322.6307 | 0 | 322.6307 | 0 | 323.4489 | 0 | 322.6307 | 0.00070323 | 322.6307 | 0 | 322.6307 | 0
| 322.8405 | 0 | 322.8405 | 0 | 323.6608 | 0 | 322.8406 | 0.00093077 | 322.8405 | 0 | 322.8405 | 0
| 323.0504 | 0 | 323.0504 | 0 | 323.8728 | 0 | 323.0504 | 0.00065995 | 323.0504 | 0 | 323.0504 | 0
| 323.2603 | 0 | 323.2603 | 0 | 324.0848 | 0 | 323.2602 | 0.00092254 | 323.2603 | 0 | 323.2603 | 0
| 323.4702 | 0 | 323.4702 | 0 | 324.2969 | 0 | 323.4701 | 0.00067938 | 323.4702 | 0 | 323.4702 | 0
| 323.68 | 0 | 323.68 | 0 | 324.5089 | 0 | 323.68 | 0.0009589 | 323.68 | 0 | 323.68 | 0
| 323.89 | 0 | 323.89 | 0 | 324.7209 | 0 | 323.8899 | 0.00068932 | 323.89 | 0 | 323.89 | 0
| 324.0999 | 0 | 324.0999 | 0 | 324.933 | 0 | 324.0999 | 0.00091282 | 324.0999 | 0 | 324.0999 | 0
| 324.3098 | 0 | 324.3098 | 0 | 325.1451 | 0 | 324.3098 | 0.00068313 | 324.3098 | 0 | 324.3098 | 0
| 324.5197 | 0 | 324.5197 | 0 | 325.3572 | 0 | 324.5197 | 0.00088131 | 324.5197 | 0 | 324.5197 | 0
| 324.7297 | 0 | 324.7297 | 0 | 325.5693 | 0 | 324.7297 | 0.0006577 | 324.7297 | 0 | 324.7297 | 0
| 324.9397 | 0 | 324.9397 | 0 | 325.7815 | 0 | 324.9397 | 0.00089458 | 324.9397 | 0 | 324.9397 | 0
| 325.1497 | 0 | 325.1497 | 0 | 325.9936 | 0 | 325.1497 | 0.00067941 | 325.1497 | 0 | 325.1497 | 0
| 325.3597 | 0 | 325.3597 | 0 | 326.2058 | 0 | 325.3597 | 0.00088889 | 325.3597 | 0 | 325.3597 | 0
| 325.5697 | 0 | 325.5697 | 0 | 326.418 | 0 | 325.5697 | 0.00070429 | 325.5697 | 0 | 325.5697 | 0
| 325.7797 | 0 | 325.7797 | 0 | 326.6302 | 0 | 325.7797 | 0.00084929 | 325.7797 | 0 | 325.7797 | 0
| 325.9897 | 0 | 325.9897 | 0 | 326.8424 | 0 | 325.9898 | 0.00068048 | 325.9897 | 0 | 325.9897 | 0
| 326.1998 | 0 | 326.1998 | 0 | 327.0546 | 0 | 326.1998 | 0.0009146 | 326.1998 | 0 | 326.1998 | 0
| 326.4099 | 0 | 326.4099 | 0 | 327.2668 | 0 | 326.4099 | 0.00063738 | 326.4099 | 0 | 326.4099 | 0
| 326.6199 | 0 | 326.6199 | 0 | 327.4791 | 0 | 326.6199 | 0.00084413 | 326.6199 | 0 | 326.6199 | 0
| 326.83 | 0 | 326.83 | 0 | 327.6914 | 0 | 326.83 | 0.00059495 | 326.83 | 0 | 326.83 | 0
| 327.0401 | 0 | 327.0401 | 0 | 327.9037 | 0 | 327.0401 | 0.00083125 | 327.0401 | 0 | 327.0401 | 0
| 327.2502 | 0 | 327.2502 | 0 | 328.116 | 0 | 327.2502 | 0.00065384 | 327.2502 | 0 | 327.2502 | 0
| 327.4604 | 0 | 327.4604 | 0 | 328.3283 | 0 | 327.4604 | 0.00088317 | 327.4604 | 0 | 327.4604 | 0
| 327.6705 | 0 | 327.6705 | 0 | 328.5407 | 0 | 327.6705 | 0.00066959 | 327.6705 | 0 | 327.6705 | 0
| 327.8807 | 0 | 327.8807 | 0 | 328.753 | 0 | 327.8807 | 0.00088051 | 327.8807 | 0 | 327.8807 | 0
| 328.0909 | 0 | 328.0909 | 0 | 328.9654 | 0 | 328.0908 | 0.00067529 | 328.0909 | 0 | 328.0909 | 0
| 328.301 | 0 | 328.301 | 0 | 329.1778 | 0 | 328.301 | 0.00085599 | 328.301 | 0 | 328.301 | 0
| 328.5112 | 0 | 328.5112 | 0 | 329.3902 | 0 | 328.5112 | 0.00065699 | 328.5112 | 0 | 328.5112 | 0
| 328.7214 | 0 | 328.7214 | 0 | 329.6027 | 0 | 328.7214 | 0.00092004 | 328.7214 | 0 | 328.7214 | 0
| 328.9316 | 0 | 328.9316 | 0 | 329.8151 | 0 | 328.9316 | 0.00062999 | 328.9316 | 0 | 328.9316 | 0
| 329.1419 | 0 | 329.1419 | 0 | 330.0276 | 0 | 329.1419 | 0.00090307 | 329.1419 | 0 | 329.1419 | 0
| 329.3521 | 0 | 329.3521 | 0 | 330.24 | 0 | 329.3521 | 0.00066049 | 329.3521 | 0 | 329.3521 | 0
| 329.5624 | 0 | 329.5624 | 0 | 330.4525 | 0 | 329.5624 | 0.0009535 | 329.5624 | 0 | 329.5624 | 0
| 329.7726 | 0 | 329.7726 | 0 | 330.665 | 0 | 329.7726 | 0.00068546 | 329.7726 | 0 | 329.7726 | 0
| 329.9829 | 0 | 329.9829 | 0 | 330.8776 | 0 | 329.9829 | 0.00092755 | 329.9829 | 0 | 329.9829 | 0
| 330.1932 | 0 | 330.1932 | 0 | 331.0901 | 0 | 330.1932 | 0.00072127 | 330.1932 | 0 | 330.1932 | 0
| 330.4035 | 0 | 330.4035 | 0 | 331.3027 | 0 | 330.4035 | 0.00092875 | 330.4035 | 0 | 330.4035 | 0
| 330.6139 | 0 | 330.6139 | 0 | 331.5152 | 0 | 330.6139 | 0.0007154 | 330.6139 | 0 | 330.6139 | 0
| 330.8242 | 0 | 330.8242 | 0 | 331.7278 | 0 | 330.8242 | 0.00091215 | 330.8242 | 0 | 330.8242 | 0
| 331.0345 | 0 | 331.0345 | 0 | 331.9404 | 0 | 331.0346 | 0.0007199 | 331.0345 | 0 | 331.0345 | 0
| 331.2449 | 0 | 331.2449 | 0 | 332.1531 | 0 | 331.2449 | 0.00092523 | 331.2449 | 0 | 331.2449 | 0
| 331.4553 | 0 | 331.4553 | 0 | 332.3657 | 0 | 331.4553 | 0.7264 | 331.4553 | 0 | 331.4553 | 0
| 331.6656 | 0 | 331.6656 | 0 | 332.5784 | 0 | 331.6657 | 0.95077 | 331.6656 | 0 | 331.6656 | 0
| 331.8761 | 0 | 331.8761 | 0 | 332.791 | 0 | 331.8761 | 0.66451 | 331.8761 | 0 | 331.8761 | 0
| 332.0865 | 0 | 332.0865 | 0 | 333.0037 | 0 | 332.0865 | 0.86788 | 332.0865 | 0 | 332.0865 | 0
| 332.2969 | 0 | 332.2969 | 0 | 333.2164 | 0 | 332.2969 | 0.63917 | 332.2969 | 0 | 332.2969 | 0
| 332.5073 | 0 | 332.5073 | 0 | 333.4291 | 0 | 332.5073 | 0.85325 | 332.5073 | 0 | 332.5073 | 0
| 332.7178 | 0 | 332.7178 | 0 | 333.6419 | 0 | 332.7178 | 0.64394 | 332.7178 | 0 | 332.7178 | 0
| 332.9283 | 0 | 332.9283 | 0 | 333.8546 | 0 | 332.9282 | 0.87655 | 332.9283 | 0 | 332.9283 | 0
| 333.1387 | 0 | 333.1387 | 0 | 334.0674 | 0 | 333.1387 | 0.63076 | 333.1387 | 0 | 333.1387 | 0
| 333.3492 | 0 | 333.3492 | 0 | 334.2802 | 0 | 333.3492 | 0.83497 | 333.3492 | 0 | 333.3492 | 0
| 333.5597 | 0 | 333.5597 | 0 | 334.493 | 0 | 333.5597 | 0.60287 | 333.5597 | 0 | 333.5597 | 0
| 333.7702 | 0 | 333.7702 | 0 | 334.7058 | 0 | 333.7702 | 0.81814 | 333.7702 | 0 | 333.7702 | 0
| 333.9808 | 0 | 333.9808 | 0 | 334.9187 | 0 | 333.9808 | 0.6277 | 333.9808 | 0 | 333.9808 | 0
| 334.1913 | 0 | 334.1913 | 0 | 335.1315 | 0 | 334.1913 | 0.81601 | 334.1913 | 0 | 334.1913 | 0
| 334.4019 | 0 | 334.4019 | 0 | 335.3444 | 0 | 334.4019 | 0.61316 | 334.4019 | 0 | 334.4019 | 0
| 334.6124 | 0 | 334.6124 | 0 | 335.5573 | 0 | 334.6124 | 0.76857 | 334.6124 | 0 | 334.6124 | 0
| 334.823 | 0 | 334.823 | 0 | 335.7702 | 0 | 334.823 | 0.57779 | 334.823 | 0 | 334.823 | 0
| 335.0336 | 0 | 335.0336 | 0 | 335.9831 | 0 | 335.0336 | 0.76917 | 335.0336 | 0 | 335.0336 | 0
| 335.2442 | 0 | 335.2442 | 0 | 336.196 | 0 | 335.2442 | 0.61919 | 335.2442 | 0 | 335.2442 | 0
| 335.4548 | 0 | 335.4548 | 0 | 336.409 | 0 | 335.4548 | 0.73848 | 335.4548 | 0 | 335.4548 | 0
| 335.6654 | 0 | 335.6654 | 0 | 336.6219 | 0 | 335.6654 | 0.59326 | 335.6654 | 0 | 335.6654 | 0
| 335.8761 | 0 | 335.8761 | 0 | 336.8349 | 0 | 335.8761 | 0.76857 | 335.8761 | 0 | 335.8761 | 0
| 336.0868 | 0 | 336.0868 | 0 | 337.0479 | 0 | 336.0868 | 0.57737 | 336.0868 | 0 | 336.0868 | 0
| 336.2974 | 0 | 336.2974 | 0 | 337.2609 | 0 | 336.2974 | 0.75778 | 336.2974 | 0 | 336.2974 | 0
| 336.5081 | 0 | 336.5081 | 0 | 337.4739 | 0 | 336.5081 | 0.58612 | 336.5081 | 0 | 336.5081 | 0
| 336.7188 | 0 | 336.7188 | 0 | 337.687 | 0 | 336.7188 | 0.73329 | 336.7188 | 0 | 336.7188 | 0
| 336.9295 | 0 | 336.9295 | 0 | 337.9 | 0 | 336.9295 | 0.55798 | 336.9295 | 0 | 336.9295 | 0
| 337.1402 | 0 | 337.1402 | 0 | 338.1131 | 0 | 337.1402 | 0.72249 | 337.1402 | 0 | 337.1402 | 0
| 337.351 | 0 | 337.351 | 0 | 338.3262 | 0 | 337.351 | 0.52839 | 337.351 | 0 | 337.351 | 0
| 337.5617 | 0 | 337.5617 | 0 | 338.5393 | 0 | 337.5617 | 0.69104 | 337.5617 | 0 | 337.5617 | 0
| 337.7725 | 0 | 337.7725 | 0 | 338.7525 | 0 | 337.7725 | 0.50187 | 337.7725 | 0 | 337.7725 | 0
| 337.9832 | 0 | 337.9832 | 0 | 338.9656 | 0 | 337.9832 | 0.67913 | 337.9832 | 0 | 337.9832 | 0
| 338.194 | 0 | 338.194 | 0 | 339.1787 | 0 | 338.194 | 0.48384 | 338.194 | 0 | 338.194 | 0
| 338.4048 | 0 | 338.4048 | 0 | 339.3919 | 0 | 338.4048 | 0.67344 | 338.4048 | 0 | 338.4048 | 0
| 338.6156 | 0 | 338.6156 | 0 | 339.6051 | 0 | 338.6156 | 0.50527 | 338.6156 | 0 | 338.6156 | 0
| 338.8264 | 0 | 338.8264 | 0 | 339.8183 | 0 | 338.8265 | 0.66043 | 338.8264 | 0 | 338.8264 | 0
| 339.0373 | 0 | 339.0373 | 0 | 340.0315 | 0 | 339.0373 | 0.51165 | 339.0373 | 0 | 339.0373 | 0
| 339.2481 | 0 | 339.2481 | 0 | 340.2448 | 0 | 339.2481 | 0.60687 | 339.2481 | 0 | 339.2481 | 0
| 339.459 | 0 | 339.459 | 0 | 340.458 | 0 | 339.459 | 0.46369 | 339.459 | 0 | 339.459 | 0
| 339.6699 | 0 | 339.6699 | 0 | 340.6713 | 0 | 339.6699 | 0.6084 | 339.6699 | 0 | 339.6699 | 0
| 339.8808 | 0 | 339.8808 | 0 | 340.8846 | 0 | 339.8808 | 0.4614 | 339.8808 | 0 | 339.8808 | 0
| 340.0917 | 0 | 340.0917 | 0 | 341.0979 | 0 | 340.0917 | 0.5919 | 340.0917 | 0 | 340.0917 | 0
| 340.3026 | 0 | 340.3026 | 0 | 341.3112 | 0 | 340.3026 | 0.41812 | 340.3026 | 0 | 340.3026 | 0
| 340.5135 | 0 | 340.5135 | 0 | 341.5245 | 0 | 340.5135 | 0.58672 | 340.5135 | 0 | 340.5135 | 0
| 340.7244 | 0 | 340.7244 | 0 | 341.7379 | 0 | 340.7244 | 0.44576 | 340.7244 | 0 | 340.7244 | 0
| 340.9354 | 0 | 340.9354 | 0 | 341.9513 | 0 | 340.9354 | 0.61605 | 340.9354 | 0 | 340.9354 | 0
| 341.1464 | 0 | 341.1464 | 0 | 342.1646 | 0 | 341.1464 | 0.46131 | 341.1464 | 0 | 341.1464 | 0
| 341.3573 | 0 | 341.3573 | 0 | 342.378 | 0 | 341.3573 | 0.57711 | 341.3573 | 0 | 341.3573 | 0
| 341.5683 | 0 | 341.5683 | 0 | 342.5915 | 0 | 341.5683 | 0.39721 | 341.5683 | 0 | 341.5683 | 0
| 341.7793 | 0 | 341.7793 | 0 | 342.8049 | 0 | 341.7793 | 0.54021 | 341.7793 | 0 | 341.7793 | 0
| 341.9903 | 0 | 341.9903 | 0 | 343.0183 | 0 | 341.9903 | 0.38692 | 341.9903 | 0 | 341.9903 | 0
| 342.2014 | 0 | 342.2014 | 0 | 343.2318 | 0 | 342.2013 | 0.5533 | 342.2014 | 0 | 342.2014 | 0
| 342.4124 | 0 | 342.4124 | 0 | 343.4453 | 0 | 342.4124 | 0.40869 | 342.4124 | 0 | 342.4124 | 0
| 342.6234 | 0 | 342.6234 | 0 | 343.6588 | 0 | 342.6234 | 0.55092 | 342.6234 | 0 | 342.6234 | 0
| 342.8345 | 0 | 342.8345 | 0 | 343.8723 | 0 | 342.8345 | 0.39985 | 342.8345 | 0 | 342.8345 | 0
| 343.0456 | 0 | 343.0456 | 0 | 344.0858 | 0 | 343.0456 | 0.52423 | 343.0456 | 0 | 343.0456 | 0
| 343.2567 | 0 | 343.2567 | 0 | 344.2994 | 0 | 343.2567 | 0.3916 | 343.2567 | 0 | 343.2567 | 0
| 343.4678 | 0 | 343.4678 | 0 | 344.5129 | 0 | 343.4678 | 0.52338 | 343.4678 | 0 | 343.4678 | 0
| 343.6789 | 0 | 343.6789 | 0 | 344.7265 | 0 | 343.6789 | 0.35751 | 343.6789 | 0 | 343.6789 | 0
| 343.89 | 0 | 343.89 | 0 | 344.9401 | 0 | 343.89 | 0.52406 | 343.89 | 0 | 343.89 | 0
| 344.1012 | 0 | 344.1012 | 0 | 345.1537 | 0 | 344.1012 | 0.41064 | 344.1012 | 0 | 344.1012 | 0
| 344.3123 | 0 | 344.3123 | 0 | 345.3673 | 0 | 344.3123 | 0.54455 | 344.3123 | 0 | 344.3123 | 0
| 344.5235 | 0 | 344.5235 | 0 | 345.581 | 0 | 344.5235 | 0.40087 | 344.5235 | 0 | 344.5235 | 0
| 344.7347 | 0 | 344.7347 | 0 | 345.7946 | 0 | 344.7347 | 0.51641 | 344.7347 | 0 | 344.7347 | 0
| 344.9459 | 0 | 344.9459 | 0 | 346.0083 | 0 | 344.9459 | 0.43411 | 344.9459 | 0 | 344.9459 | 0
| 345.1571 | 0 | 345.1571 | 0 | 346.222 | 0 | 345.1571 | 0.53001 | 345.1571 | 0 | 345.1571 | 0
| 345.3683 | 0 | 345.3683 | 0 | 346.4357 | 0 | 345.3683 | 0.39347 | 345.3683 | 0 | 345.3683 | 0
| 345.5795 | 0 | 345.5795 | 0 | 346.6494 | 0 | 345.5795 | 0.54684 | 345.5795 | 0 | 345.5795 | 0
| 345.7908 | 0 | 345.7908 | 0 | 346.8632 | 0 | 345.7908 | 0.39576 | 345.7908 | 0 | 345.7908 | 0
| 346.002 | 0 | 346.002 | 0 | 347.0769 | 0 | 346.002 | 0.51556 | 346.002 | 0 | 346.002 | 0
| 346.2133 | 0 | 346.2133 | 0 | 347.2907 | 0 | 346.2133 | 0.37919 | 346.2133 | 0 | 346.2133 | 0
| 346.4246 | 0 | 346.4246 | 0 | 347.5045 | 0 | 346.4246 | 0.53026 | 346.4246 | 0 | 346.4246 | 0
| 346.6359 | 0 | 346.6359 | 0 | 347.7183 | 0 | 346.6359 | 0.37961 | 346.6359 | 0 | 346.6359 | 0
| 346.8472 | 0 | 346.8472 | 0 | 347.9321 | 0 | 346.8472 | 0.49558 | 346.8472 | 0 | 346.8472 | 0
| 347.0585 | 0 | 347.0585 | 0 | 348.1459 | 0 | 347.0585 | 0.37502 | 347.0585 | 0 | 347.0585 | 0
| 347.2698 | 0 | 347.2698 | 0 | 348.3598 | 0 | 347.2698 | 0.50306 | 347.2698 | 0 | 347.2698 | 0
| 347.4812 | 0 | 347.4812 | 0 | 348.5736 | 0 | 347.4812 | 0.38386 | 347.4812 | 0 | 347.4812 | 0
| 347.6925 | 0 | 347.6925 | 0 | 348.7875 | 0 | 347.6925 | 0.48452 | 347.6925 | 0 | 347.6925 | 0
| 347.9039 | 0 | 347.9039 | 0 | 349.0014 | 0 | 347.9039 | 0.37502 | 347.9039 | 0 | 347.9039 | 0
| 348.1153 | 0 | 348.1153 | 0 | 349.2153 | 0 | 348.1153 | 0.46854 | 348.1153 | 0 | 348.1153 | 0
| 348.3267 | 0 | 348.3267 | 0 | 349.4292 | 0 | 348.3267 | 0.34365 | 348.3267 | 0 | 348.3267 | 0
| 348.5381 | 0 | 348.5381 | 0 | 349.6432 | 0 | 348.5381 | 0.46021 | 348.5381 | 0 | 348.5381 | 0
| 348.7495 | 0 | 348.7495 | 0 | 349.8571 | 0 | 348.7495 | 0.31066 | 348.7495 | 0 | 348.7495 | 0
| 348.961 | 0 | 348.961 | 0 | 350.0711 | 0 | 348.961 | 0.42901 | 348.961 | 0 | 348.961 | 0
| 349.1724 | 0 | 349.1724 | 0 | 350.2851 | 0 | 349.1724 | 0.31704 | 349.1724 | 0 | 349.1724 | 0
| 349.3839 | 0 | 349.3839 | 0 | 350.4991 | 0 | 349.3839 | 0.42255 | 349.3839 | 0 | 349.3839 | 0
| 349.5953 | 0 | 349.5953 | 0 | 350.7131 | 0 | 349.5953 | 0.32367 | 349.5953 | 0 | 349.5953 | 0
| 349.8068 | 0 | 349.8068 | 0 | 350.9272 | 0 | 349.8068 | 0.42212 | 349.8068 | 0 | 349.8068 | 0
| 350.0183 | 0 | 350.0183 | 0 | 351.1412 | 0 | 350.0183 | 0.29859 | 350.0183 | 0 | 350.0183 | 0
| 350.2298 | 0 | 350.2298 | 0 | 351.3553 | 0 | 350.2298 | 0.38675 | 350.2298 | 0 | 350.2298 | 0
| 350.4413 | 0 | 350.4413 | 0 | 351.5694 | 0 | 350.4413 | 0.29731 | 350.4413 | 0 | 350.4413 | 0
| 350.6529 | 0 | 350.6529 | 0 | 351.7835 | 0 | 350.6529 | 0.3717 | 350.6529 | 0 | 350.6529 | 0
| 350.8644 | 0 | 350.8644 | 0 | 351.9976 | 0 | 350.8644 | 0.27623 | 350.8644 | 0 | 350.8644 | 0
| 351.076 | 0 | 351.076 | 0 | 352.2117 | 0 | 351.076 | 0.36388 | 351.076 | 0 | 351.076 | 0
| 351.2876 | 0 | 351.2876 | 0 | 352.4259 | 0 | 351.2876 | 0.25786 | 351.2876 | 0 | 351.2876 | 0
| 351.4992 | 0 | 351.4992 | 0 | 352.64 | 0 | 351.4992 | 0.35274 | 351.4992 | 0 | 351.4992 | 0
| 351.7108 | 0 | 351.7108 | 0 | 352.8542 | 0 | 351.7108 | 0.25999 | 351.7108 | 0 | 351.7108 | 0
| 351.9224 | 0 | 351.9224 | 0 | 353.0684 | 0 | 351.9224 | 0.34934 | 351.9224 | 0 | 351.9224 | 0
| 352.134 | 0 | 352.134 | 0 | 353.2826 | 0 | 352.134 | 0.25208 | 352.134 | 0 | 352.134 | 0
| 352.3456 | 0 | 352.3456 | 0 | 353.4969 | 0 | 352.3456 | 0.33914 | 352.3456 | 0 | 352.3456 | 0
| 352.5573 | 0 | 352.5573 | 0 | 353.7111 | 0 | 352.5573 | 0.25973 | 352.5573 | 0 | 352.5573 | 0
| 352.769 | 0 | 352.769 | 0 | 353.9254 | 0 | 352.769 | 0.3394 | 352.769 | 0 | 352.769 | 0
| 352.9806 | 0 | 352.9806 | 0 | 354.1397 | 0 | 352.9806 | 0.22862 | 352.9806 | 0 | 352.9806 | 0
| 353.1923 | 0 | 353.1923 | 0 | 354.354 | 0 | 353.1923 | 0.32885 | 353.1923 | 0 | 353.1923 | 0
| 353.404 | 0 | 353.404 | 0 | 354.5683 | 0 | 353.404 | 0.24902 | 353.404 | 0 | 353.404 | 0
| 353.6157 | 0 | 353.6157 | 0 | 354.7826 | 0 | 353.6157 | 0.32095 | 353.6157 | 0 | 353.6157 | 0
| 353.8275 | 0 | 353.8275 | 0 | 354.9969 | 0 | 353.8274 | 0.24162 | 353.8275 | 0 | 353.8275 | 0
| 354.0392 | 0 | 354.0392 | 0 | 355.2113 | 0 | 354.0392 | 0.29944 | 354.0392 | 0 | 354.0392 | 0
| 354.2509 | 0 | 354.2509 | 0 | 355.4257 | 0 | 354.2509 | 0.2287 | 354.2509 | 0 | 354.2509 | 0
| 354.4627 | 0 | 354.4627 | 0 | 355.64 | 0 | 354.4627 | 0.3133 | 354.4627 | 0 | 354.4627 | 0
| 354.6745 | 0 | 354.6745 | 0 | 355.8544 | 0 | 354.6745 | 0.24477 | 354.6745 | 0 | 354.6745 | 0
| 354.8863 | 0 | 354.8863 | 0 | 356.0689 | 0 | 354.8863 | 0.29918 | 354.8863 | 0 | 354.8863 | 0
| 355.0981 | 0 | 355.0981 | 0 | 356.2833 | 0 | 355.0981 | 0.22411 | 355.0981 | 0 | 355.0981 | 0
| 355.3099 | 0 | 355.3099 | 0 | 356.4978 | 0 | 355.3099 | 0.29859 | 355.3099 | 0 | 355.3099 | 0
| 355.5217 | 0 | 355.5217 | 0 | 356.7122 | 0 | 355.5217 | 0.23151 | 355.5217 | 0 | 355.5217 | 0
| 355.7336 | 0 | 355.7336 | 0 | 356.9267 | 0 | 355.7335 | 0.29825 | 355.7336 | 0 | 355.7336 | 0
| 355.9454 | 0 | 355.9454 | 0 | 357.1412 | 0 | 355.9454 | 0.19758 | 355.9454 | 0 | 355.9454 | 0
| 356.1573 | 0 | 356.1573 | 0 | 357.3557 | 0 | 356.1573 | 0.29094 | 356.1573 | 0 | 356.1573 | 0
| 356.3691 | 0 | 356.3691 | 0 | 357.5702 | 0 | 356.3691 | 0.21603 | 356.3691 | 0 | 356.3691 | 0
| 356.581 | 0 | 356.581 | 0 | 357.7848 | 0 | 356.581 | 0.2866 | 356.581 | 0 | 356.581 | 0
| 356.7929 | 0 | 356.7929 | 0 | 357.9994 | 0 | 356.7929 | 0.19775 | 356.7929 | 0 | 356.7929 | 0
| 357.0048 | 0 | 357.0048 | 0 | 358.2139 | 0 | 357.0048 | 0.26356 | 357.0048 | 0 | 357.0048 | 0
| 357.2168 | 0 | 357.2168 | 0 | 358.4285 | 0 | 357.2168 | 0.20694 | 357.2168 | 0 | 357.2168 | 0
| 357.4287 | 0 | 357.4287 | 0 | 358.6431 | 0 | 357.4287 | 0.25387 | 357.4287 | 0 | 357.4287 | 0
| 357.6407 | 0 | 357.6407 | 0 | 358.8578 | 0 | 357.6407 | 0.19869 | 357.6407 | 0 | 357.6407 | 0
| 357.8526 | 0 | 357.8526 | 0 | 359.0724 | 0 | 357.8526 | 0.25081 | 357.8526 | 0 | 357.8526 | 0
| 358.0646 | 0 | 358.0646 | 0 | 359.2871 | 0 | 358.0646 | 0.18126 | 358.0646 | 0 | 358.0646 | 0
| 358.2766 | 0 | 358.2766 | 0 | 359.5017 | 0 | 358.2766 | 0.2548 | 358.2766 | 0 | 358.2766 | 0
| 358.4886 | 0 | 358.4886 | 0 | 359.7164 | 0 | 358.4886 | 0.18458 | 358.4886 | 0 | 358.4886 | 0
| 358.7006 | 0 | 358.7006 | 0 | 359.9311 | 0 | 358.7006 | 0.25871 | 358.7006 | 0 | 358.7006 | 0
| 358.9126 | 0 | 358.9126 | 0 | 360.1458 | 0 | 358.9126 | 0.19206 | 358.9126 | 0 | 358.9126 | 0
| 359.1247 | 0 | 359.1247 | 0 | 360.3606 | 0 | 359.1247 | 0.26092 | 359.1247 | 0 | 359.1247 | 0
| 359.3367 | 0 | 359.3367 | 0 | 360.5753 | 0 | 359.3367 | 0.18908 | 359.3367 | 0 | 359.3367 | 0
| 359.5488 | 0 | 359.5488 | 0 | 360.7901 | 0 | 359.5488 | 0.23321 | 359.5488 | 0 | 359.5488 | 0
| 359.7609 | 0 | 359.7609 | 0 | 361.0049 | 0 | 359.7609 | 0.17701 | 359.7609 | 0 | 359.7609 | 0
| 359.973 | 0 | 359.973 | 0 | 361.2197 | 0 | 359.973 | 0.22802 | 359.973 | 0 | 359.973 | 0
| 360.1851 | 0 | 360.1851 | 0 | 361.4345 | 0 | 360.1851 | 0.17709 | 360.1851 | 0 | 360.1851 | 0
| 360.3972 | 0 | 360.3972 | 0 | 361.6493 | 0 | 360.3972 | 0.22989 | 360.3972 | 0 | 360.3972 | 0
| 360.6093 | 0 | 360.6093 | 0 | 361.8642 | 0 | 360.6093 | 0.16536 | 360.6093 | 0 | 360.6093 | 0
| 360.8214 | 0 | 360.8214 | 0 | 362.079 | 0 | 360.8214 | 0.23032 | 360.8214 | 0 | 360.8214 | 0
| 361.0336 | 0 | 361.0336 | 0 | 362.2939 | 0 | 361.0336 | 0.16902 | 361.0336 | 0 | 361.0336 | 0
| 361.2458 | 0 | 361.2458 | 0 | 362.5088 | 0 | 361.2458 | 0.21901 | 361.2458 | 0 | 361.2458 | 0
| 361.4579 | 0 | 361.4579 | 0 | 362.7237 | 0 | 361.4579 | 0.15669 | 361.4579 | 0 | 361.4579 | 0
| 361.6701 | 0 | 361.6701 | 0 | 362.9386 | 0 | 361.6701 | 0.20711 | 361.6701 | 0 | 361.6701 | 0
| 361.8823 | 0 | 361.8823 | 0 | 363.1536 | 0 | 361.8823 | 0.14836 | 361.8823 | 0 | 361.8823 | 0
| 362.0945 | 0 | 362.0945 | 0 | 363.3685 | 0 | 362.0945 | 0.21085 | 362.0945 | 0 | 362.0945 | 0
| 362.3068 | 0 | 362.3068 | 0 | 363.5835 | 0 | 362.3068 | 0.1481 | 362.3068 | 0 | 362.3068 | 0
| 362.519 | 0 | 362.519 | 0 | 363.7985 | 0 | 362.519 | 0.20915 | 362.519 | 0 | 362.519 | 0
| 362.7313 | 0 | 362.7313 | 0 | 364.0135 | 0 | 362.7313 | 0.15125 | 362.7313 | 0 | 362.7313 | 0
| 362.9435 | 0 | 362.9435 | 0 | 364.2285 | 0 | 362.9435 | 0.19741 | 362.9435 | 0 | 362.9435 | 0
| 363.1558 | 0 | 363.1558 | 0 | 364.4435 | 0 | 363.1558 | 0.14921 | 363.1558 | 0 | 363.1558 | 0
| 363.3681 | 0 | 363.3681 | 0 | 364.6586 | 0 | 363.3681 | 0.19359 | 363.3681 | 0 | 363.3681 | 0
| 363.5804 | 0 | 363.5804 | 0 | 364.8736 | 0 | 363.5804 | 0.1487 | 363.5804 | 0 | 363.5804 | 0
| 363.7927 | 0 | 363.7927 | 0 | 365.0887 | 0 | 363.7927 | 0.19087 | 363.7927 | 0 | 363.7927 | 0
| 364.005 | 0 | 364.005 | 0 | 365.3038 | 0 | 364.005 | 0.14241 | 364.005 | 0 | 364.005 | 0
| 364.2174 | 0 | 364.2174 | 0 | 365.5189 | 0 | 364.2174 | 0.19121 | 364.2174 | 0 | 364.2174 | 0
| 364.4297 | 0 | 364.4297 | 0 | 365.7341 | 0 | 364.4298 | 0.14674 | 364.4297 | 0 | 364.4297 | 0
| 364.6421 | 0 | 364.6421 | 0 | 365.9492 | 0 | 364.6421 | 0.19359 | 364.6421 | 0 | 364.6421 | 0
| 364.8545 | 0 | 364.8545 | 0 | 366.1644 | 0 | 364.8545 | 0.14776 | 364.8545 | 0 | 364.8545 | 0
| 365.0669 | 0 | 365.0669 | 0 | 366.3795 | 0 | 365.0669 | 0.19299 | 365.0669 | 0 | 365.0669 | 0
| 365.2793 | 0 | 365.2793 | 0 | 366.5947 | 0 | 365.2793 | 0.14054 | 365.2793 | 0 | 365.2793 | 0
| 365.4917 | 0 | 365.4917 | 0 | 366.8099 | 0 | 365.4917 | 0.19367 | 365.4917 | 0 | 365.4917 | 0
| 365.7041 | 0 | 365.7041 | 0 | 367.0251 | 0 | 365.7041 | 0.14275 | 365.7041 | 0 | 365.7041 | 0
| 365.9166 | 0 | 365.9166 | 0 | 367.2404 | 0 | 365.9166 | 0.18543 | 365.9166 | 0 | 365.9166 | 0
| 366.129 | 0 | 366.129 | 0 | 367.4556 | 0 | 366.129 | 0.1379 | 366.129 | 0 | 366.129 | 0
| 366.3415 | 0 | 366.3415 | 0 | 367.6709 | 0 | 366.3415 | 0.18662 | 366.3415 | 0 | 366.3415 | 0
| 366.554 | 0 | 366.554 | 0 | 367.8862 | 0 | 366.554 | 0.13195 | 366.554 | 0 | 366.554 | 0
| 366.7664 | 0 | 366.7664 | 0 | 368.1015 | 0 | 366.7665 | 0.18135 | 366.7664 | 0 | 366.7664 | 0
| 366.9789 | 0 | 366.9789 | 0 | 368.3168 | 0 | 366.9789 | 0.13357 | 366.9789 | 0 | 366.9789 | 0
| 367.1915 | 0 | 367.1915 | 0 | 368.5321 | 0 | 367.1915 | 0.19308 | 367.1915 | 0 | 367.1915 | 0
| 367.404 | 0 | 367.404 | 0 | 368.7475 | 0 | 367.404 | 0.12787 | 367.404 | 0 | 367.404 | 0
| 367.6165 | 0 | 367.6165 | 0 | 368.9629 | 0 | 367.6165 | 0.17378 | 367.6165 | 0 | 367.6165 | 0
| 367.8291 | 0 | 367.8291 | 0 | 369.1782 | 0 | 367.8291 | 0.14164 | 367.8291 | 0 | 367.8291 | 0
| 368.0416 | 0 | 368.0416 | 0 | 369.3936 | 0 | 368.0416 | 0.17157 | 368.0416 | 0 | 368.0416 | 0
| 368.2542 | 0 | 368.2542 | 0 | 369.609 | 0 | 368.2542 | 0.1396 | 368.2542 | 0 | 368.2542 | 0
| 368.4668 | 0 | 368.4668 | 0 | 369.8245 | 0 | 368.4668 | 0.18517 | 368.4668 | 0 | 368.4668 | 0
| 368.6794 | 0 | 368.6794 | 0 | 370.0399 | 0 | 368.6794 | 0.12676 | 368.6794 | 0 | 368.6794 | 0
| 368.892 | 0 | 368.892 | 0 | 370.2553 | 0 | 368.892 | 0.17429 | 368.892 | 0 | 368.892 | 0
| 369.1046 | 0 | 369.1046 | 0 | 370.4708 | 0 | 369.1046 | 0.12141 | 369.1046 | 0 | 369.1046 | 0
| 369.3173 | 0 | 369.3173 | 0 | 370.6863 | 0 | 369.3173 | 0.17956 | 369.3173 | 0 | 369.3173 | 0
| 369.5299 | 0 | 369.5299 | 0 | 370.9018 | 0 | 369.5299 | 0.12413 | 369.5299 | 0 | 369.5299 | 0
| 369.7426 | 0 | 369.7426 | 0 | 371.1173 | 0 | 369.7426 | 0.16094 | 369.7426 | 0 | 369.7426 | 0
| 369.9553 | 0 | 369.9553 | 0 | 371.3329 | 0 | 369.9553 | 0.122 | 369.9553 | 0 | 369.9553 | 0
| 370.168 | 0 | 370.168 | 0 | 371.5484 | 0 | 370.168 | 0.16596 | 370.168 | 0 | 370.168 | 0
| 370.3807 | 0 | 370.3807 | 0 | 371.764 | 0 | 370.3807 | 0.11996 | 370.3807 | 0 | 370.3807 | 0
| 370.5934 | 0 | 370.5934 | 0 | 371.9795 | 0 | 370.5934 | 0.16902 | 370.5934 | 0 | 370.5934 | 0
| 370.8061 | 0 | 370.8061 | 0 | 372.1951 | 0 | 370.8061 | 0.12226 | 370.8061 | 0 | 370.8061 | 0
| 371.0189 | 0 | 371.0189 | 0 | 372.4107 | 0 | 371.0189 | 0.16358 | 371.0189 | 0 | 371.0189 | 0
| 371.2316 | 0 | 371.2316 | 0 | 372.6264 | 0 | 371.2316 | 0.11835 | 371.2316 | 0 | 371.2316 | 0
| 371.4444 | 0 | 371.4444 | 0 | 372.842 | 0 | 371.4444 | 0.16069 | 371.4444 | 0 | 371.4444 | 0
| 371.6571 | 0 | 371.6571 | 0 | 373.0577 | 0 | 371.6571 | 0.11911 | 371.6571 | 0 | 371.6571 | 0
| 371.8699 | 0 | 371.8699 | 0 | 373.2733 | 0 | 371.8699 | 0.1555 | 371.8699 | 0 | 371.8699 | 0
| 372.0827 | 0 | 372.0827 | 0 | 373.489 | 0 | 372.0827 | 0.1124 | 372.0827 | 0 | 372.0827 | 0
| 372.2956 | 0 | 372.2956 | 0 | 373.7047 | 0 | 372.2956 | 0.15431 | 372.2956 | 0 | 372.2956 | 0
| 372.5084 | 0 | 372.5084 | 0 | 373.9204 | 0 | 372.5084 | 0.11248 | 372.5084 | 0 | 372.5084 | 0
| 372.7212 | 0 | 372.7212 | 0 | 374.1362 | 0 | 372.7212 | 0.14436 | 372.7212 | 0 | 372.7212 | 0
| 372.9341 | 0 | 372.9341 | 0 | 374.3519 | 0 | 372.9341 | 0.11367 | 372.9341 | 0 | 372.9341 | 0
| 373.1469 | 0 | 373.1469 | 0 | 374.5677 | 0 | 373.1469 | 0.13994 | 373.1469 | 0 | 373.1469 | 0
| 373.3598 | 0 | 373.3598 | 0 | 374.7835 | 0 | 373.3598 | 0.1135 | 373.3598 | 0 | 373.3598 | 0
| 373.5727 | 0 | 373.5727 | 0 | 374.9993 | 0 | 373.5727 | 0.13765 | 373.5727 | 0 | 373.5727 | 0
| 373.7856 | 0 | 373.7856 | 0 | 375.2151 | 0 | 373.7856 | 0.094711 | 373.7856 | 0 | 373.7856 | 0
| 373.9985 | 0 | 373.9985 | 0 | 375.4309 | 0 | 373.9985 | 0.14232 | 373.9985 | 0 | 373.9985 | 0
| 374.2114 | 0 | 374.2114 | 0 | 375.6467 | 0 | 374.2114 | 0.10024 | 374.2114 | 0 | 374.2114 | 0
| 374.4243 | 0 | 374.4243 | 0 | 375.8626 | 0 | 374.4244 | 0.13305 | 374.4243 | 0 | 374.4243 | 0
| 374.6373 | 0 | 374.6373 | 0 | 376.0785 | 0 | 374.6373 | 0.098112 | 374.6373 | 0 | 374.6373 | 0
| 374.8503 | 0 | 374.8503 | 0 | 376.2944 | 0 | 374.8503 | 0.12498 | 374.8503 | 0 | 374.8503 | 0
| 375.0632 | 0 | 375.0632 | 0 | 376.5103 | 0 | 375.0632 | 0.096922 | 375.0632 | 0 | 375.0632 | 0
| 375.2762 | 0 | 375.2762 | 0 | 376.7262 | 0 | 375.2763 | 0.12234 | 375.2762 | 0 | 375.2762 | 0
| 375.4892 | 0 | 375.4892 | 0 | 376.9421 | 0 | 375.4892 | 0.089355 | 375.4892 | 0 | 375.4892 | 0
| 375.7022 | 0 | 375.7022 | 0 | 377.1581 | 0 | 375.7022 | 0.11852 | 375.7022 | 0 | 375.7022 | 0
| 375.9153 | 0 | 375.9153 | 0 | 377.374 | 0 | 375.9153 | 0.086124 | 375.9153 | 0 | 375.9153 | 0
| 376.1283 | 0 | 376.1283 | 0 | 377.59 | 0 | 376.1283 | 0.11537 | 376.1283 | 0 | 376.1283 | 0
| 376.3413 | 0 | 376.3413 | 0 | 377.806 | 0 | 376.3413 | 0.091056 | 376.3413 | 0 | 376.3413 | 0
| 376.5544 | 0 | 376.5544 | 0 | 378.022 | 0 | 376.5544 | 0.12209 | 376.5544 | 0 | 376.5544 | 0
| 376.7675 | 0 | 376.7675 | 0 | 378.2381 | 0 | 376.7675 | 0.087145 | 376.7675 | 0 | 376.7675 | 0
| 376.9806 | 0 | 376.9806 | 0 | 378.4541 | 0 | 376.9806 | 0.11537 | 376.9806 | 0 | 376.9806 | 0
| 377.1937 | 0 | 377.1937 | 0 | 378.6702 | 0 | 377.1937 | 0.082639 | 377.1937 | 0 | 377.1937 | 0
| 377.4068 | 0 | 377.4068 | 0 | 378.8862 | 0 | 377.4068 | 0.11018 | 377.4068 | 0 | 377.4068 | 0
| 377.6199 | 0 | 377.6199 | 0 | 379.1023 | 0 | 377.6199 | 0.093521 | 377.6199 | 0 | 377.6199 | 0
| 377.833 | 0 | 377.833 | 0 | 379.3184 | 0 | 377.833 | 0.11554 | 377.833 | 0 | 377.833 | 0
| 378.0462 | 0 | 378.0462 | 0 | 379.5345 | 0 | 378.0462 | 0.084849 | 378.0462 | 0 | 378.0462 | 0
| 378.2593 | 0 | 378.2593 | 0 | 379.7507 | 0 | 378.2593 | 0.11206 | 378.2593 | 0 | 378.2593 | 0
| 378.4725 | 0 | 378.4725 | 0 | 379.9668 | 0 | 378.4725 | 0.088165 | 378.4725 | 0 | 378.4725 | 0
| 378.6857 | 0 | 378.6857 | 0 | 380.183 | 0 | 378.6857 | 0.11333 | 378.6857 | 0 | 378.6857 | 0
| 378.8989 | 0 | 378.8989 | 0 | 380.3992 | 0 | 378.8989 | 0.086124 | 378.8989 | 0 | 378.8989 | 0
| 379.1121 | 0 | 379.1121 | 0 | 380.6154 | 0 | 379.1121 | 0.11061 | 379.1121 | 0 | 379.1121 | 0
| 379.3253 | 0 | 379.3253 | 0.031543 | 380.8316 | 0 | 379.3253 | 0.079918 | 379.3253 | 0 | 379.3253 | 0
| 379.5385 | 0 | 379.5385 | 0.031543 | 381.0478 | 0 | 379.5385 | 0.11554 | 379.5385 | 0 | 379.5385 | 0
| 379.7518 | 0 | 379.7518 | 0.031543 | 381.264 | 0 | 379.7518 | 0.083489 | 379.7518 | 0 | 379.7518 | 0
| 379.9651 | 0 | 379.9651 | 0.031543 | 381.4803 | 0 | 379.9651 | 0.10908 | 379.9651 | 0 | 379.9651 | 0
| 380.1783 | 0 | 380.1783 | 0.031543 | 381.6966 | 0 | 380.1783 | 0.082043 | 380.1783 | 0 | 380.1783 | 0
| 380.3916 | 0 | 380.3916 | 0.063086 | 381.9129 | 0 | 380.3916 | 0.11035 | 380.3916 | 0 | 380.3916 | 0
| 380.6049 | 0 | 380.6049 | 0.031543 | 382.1292 | 0 | 380.6049 | 0.084254 | 380.6049 | 0 | 380.6049 | 0
| 380.8182 | 0 | 380.8182 | 0.031543 | 382.3455 | 0 | 380.8182 | 0.10466 | 380.8182 | 0 | 380.8182 | 0
| 381.0315 | 0 | 381.0315 | 0.031543 | 382.5618 | 0 | 381.0315 | 0.078983 | 381.0315 | 0 | 381.0315 | 0
| 381.2449 | 0 | 381.2449 | 0.063086 | 382.7782 | 0 | 381.2449 | 0.10984 | 381.2449 | 0 | 381.2449 | 0
| 381.4582 | 0 | 381.4582 | 0.031543 | 382.9946 | 0 | 381.4582 | 0.081703 | 381.4582 | 0 | 381.4582 | 0
| 381.6716 | 0 | 381.6716 | 0.031543 | 383.2109 | 0 | 381.6716 | 0.10372 | 381.6716 | 0 | 381.6716 | 0
| 381.8849 | 0 | 381.8849 | 0.031543 | 383.4273 | 0 | 381.885 | 0.074647 | 381.8849 | 0 | 381.8849 | 0
| 382.0983 | 0 | 382.0983 | 0.063086 | 383.6437 | 0 | 382.0983 | 0.10245 | 382.0983 | 0 | 382.0983 | 0
| 382.3117 | 0 | 382.3117 | 0.031543 | 383.8602 | 0 | 382.3117 | 0.074477 | 382.3117 | 0 | 382.3117 | 0
| 382.5251 | 0 | 382.5251 | 0.063086 | 384.0766 | 0.010614 | 382.5251 | 0.10007 | 382.5251 | 0 | 382.5251 | 0
| 382.7385 | 0 | 382.7385 | 0.031543 | 384.2931 | 0.069967 | 382.7385 | 0.075837 | 382.7385 | 0 | 382.7385 | 0
| 382.952 | 0 | 382.952 | 0.031543 | 384.5095 | 0.081466 | 382.952 | 0.096922 | 382.952 | 0 | 382.952 | 0
| 383.1654 | 0 | 383.1654 | 0.031543 | 384.726 | 0.075274 | 383.1654 | 0.075072 | 383.1654 | 0 | 383.1654 | 0
| 383.3789 | 0 | 383.3789 | 0.063086 | 384.9425 | 0.097432 | 383.3789 | 0.094031 | 383.3789 | 0 | 383.3789 | 0
| 383.5923 | 0 | 383.5923 | 0.063086 | 385.159 | 0.08412 | 383.5923 | 0.071076 | 383.5923 | 0 | 383.5923 | 0
| 383.8058 | 0 | 383.8058 | 0.063086 | 385.3756 | 0.082351 | 383.8058 | 0.091396 | 383.8058 | 0 | 383.8058 | 0
| 384.0193 | 0 | 384.0193 | 0.031543 | 385.5921 | 0.069082 | 384.0193 | 0.069121 | 384.0193 | 0 | 384.0193 | 0
| 384.2328 | 0 | 384.2328 | 0.063086 | 385.8087 | 0.096547 | 384.2328 | 0.091056 | 384.2328 | 0 | 384.2328 | 0
| 384.4463 | 0 | 384.4463 | 0.063086 | 386.0253 | 0.078812 | 384.4463 | 0.069206 | 384.4463 | 0 | 384.4463 | 0
| 384.6599 | 0 | 384.6599 | 0.063086 | 386.2419 | 0.075274 | 384.6599 | 0.08825 | 384.6599 | 0 | 384.6599 | 0
| 384.8734 | 0 | 384.8734 | 0.063086 | 386.4585 | 0.066429 | 384.8734 | 0.066825 | 384.8734 | 0 | 384.8734 | 0
| 385.0869 | 0 | 385.0869 | 0.063086 | 386.6751 | 0.091196 | 385.0869 | 0.083064 | 385.0869 | 0 | 385.0869 | 0
| 385.3005 | 0 | 385.3005 | 0.063086 | 386.8917 | 0.05493 | 385.3005 | 0.060109 | 385.3005 | 0 | 385.3005 | 0
| 385.5141 | 0 | 385.5141 | 0.063086 | 387.1084 | 0.067313 | 385.5141 | 0.086464 | 385.5141 | 0 | 385.5141 | 0
| 385.7277 | 0 | 385.7277 | 0.063086 | 387.3251 | 0.057583 | 385.7277 | 0.065975 | 385.7277 | 0 | 385.7277 | 0
| 385.9413 | 0 | 385.9413 | 0.094629 | 387.5417 | 0.065544 | 385.9413 | 0.081023 | 385.9413 | 0 | 385.9413 | 0
| 386.1549 | 0 | 386.1549 | 0.094629 | 387.7584 | 0.050463 | 386.1549 | 0.061554 | 386.1549 | 0 | 386.1549 | 0
| 386.3685 | 0 | 386.3685 | 0.094629 | 387.9752 | 0.06466 | 386.3685 | 0.081193 | 386.3685 | 0 | 386.3685 | 0
| 386.5822 | 0 | 386.5822 | 0.094629 | 388.1919 | 0.062006 | 386.5822 | 0.06453 | 386.5822 | 0 | 386.5822 | 0
| 386.7958 | 0 | 386.7958 | 0.094629 | 388.4086 | 0.058468 | 386.7958 | 0.077622 | 386.7958 | 0 | 386.7958 | 0
| 387.0095 | 0 | 387.0095 | 0.094629 | 388.6254 | 0.062891 | 387.0095 | 0.061639 | 387.0095 | 0 | 387.0095 | 0
| 387.2231 | 0 | 387.2231 | 0.094629 | 388.8422 | 0.04604 | 387.2231 | 0.079408 | 387.2231 | 0 | 387.2231 | 0
| 387.4368 | 0 | 387.4368 | 0.12617 | 389.059 | 0.054001 | 387.4368 | 0.060534 | 387.4368 | 0 | 387.4368 | 0
| 387.6505 | 0 | 387.6505 | 0.12617 | 389.2758 | 0.077043 | 387.6505 | 0.081108 | 387.6505 | 0 | 387.6505 | 0
| 387.8642 | 0 | 387.8642 | 0.12617 | 389.4926 | 0.052232 | 387.8642 | 0.057473 | 387.8642 | 0 | 387.8642 | 0
| 388.078 | 0 | 388.078 | 0.12617 | 389.7094 | 0.065544 | 388.078 | 0.079323 | 388.078 | 0 | 388.078 | 0
| 388.2917 | 0 | 388.2917 | 0.12617 | 389.9263 | 0.050463 | 388.2917 | 0.060534 | 388.2917 | 0 | 388.2917 | 0
| 388.5055 | 0 | 388.5055 | 0.12617 | 390.1432 | 0.075274 | 388.5055 | 0.077367 | 388.5055 | 0 | 388.5055 | 0
| 388.7192 | 0 | 388.7192 | 0.12617 | 390.36 | 0.056699 | 388.7192 | 0.060704 | 388.7192 | 0 | 388.7192 | 0
| 388.933 | 0 | 388.933 | 0.15772 | 390.5769 | 0.062891 | 388.933 | 0.084424 | 388.933 | 0 | 388.933 | 0
| 389.1468 | 0 | 389.1468 | 0.15772 | 390.7939 | 0.03631 | 389.1468 | 0.059258 | 389.1468 | 0 | 389.1468 | 0
| 389.3606 | 0 | 389.3606 | 0.15772 | 391.0108 | 0.054001 | 389.3606 | 0.078218 | 389.3606 | 0 | 389.3606 | 0
| 389.5744 | 0 | 389.5744 | 0.15772 | 391.2277 | 0.058468 | 389.5744 | 0.061384 | 389.5744 | 0 | 389.5744 | 0
| 389.7882 | 0 | 389.7882 | 0.18926 | 391.4447 | 0.061122 | 389.7882 | 0.075327 | 389.7882 | 0 | 389.7882 | 0
| 390.002 | 0 | 390.002 | 0.18926 | 391.6617 | 0.033657 | 390.002 | 0.059088 | 390.002 | 0 | 390.002 | 0
| 390.2159 | 0 | 390.2159 | 0.18926 | 391.8786 | 0.062006 | 390.2159 | 0.076432 | 390.2159 | 0 | 390.2159 | 0
| 390.4297 | 0 | 390.4297 | 0.18926 | 392.0957 | 0.04604 | 390.4297 | 0.060619 | 390.4297 | 0 | 390.4297 | 0
| 390.6436 | 0 | 390.6436 | 0.2208 | 392.3127 | 0.055814 | 390.6436 | 0.078728 | 390.6436 | 0 | 390.6436 | 0
| 390.8575 | 0 | 390.8575 | 0.2208 | 392.5297 | 0.053117 | 390.8575 | 0.058918 | 390.8575 | 0 | 390.8575 | 0
| 391.0714 | 0 | 391.0714 | 0.25234 | 392.7468 | 0.055814 | 391.0714 | 0.078133 | 391.0714 | 0 | 391.0714 | 0
| 391.2853 | 0 | 391.2853 | 0.25234 | 392.9638 | 0.046925 | 391.2853 | 0.064189 | 391.2853 | 0 | 391.2853 | 0
| 391.4992 | 0 | 391.4992 | 0.25234 | 393.1809 | 0.051347 | 391.4992 | 0.074477 | 391.4992 | 0 | 391.4992 | 0
| 391.7131 | 0 | 391.7131 | 0.28389 | 393.398 | 0.048694 | 391.7131 | 0.061639 | 391.7131 | 0 | 391.7131 | 0
| 391.9271 | 0 | 391.9271 | 0.28389 | 393.6151 | 0.045156 | 391.9271 | 0.077622 | 391.9271 | 0 | 391.9271 | 0
| 392.141 | 0 | 392.141 | 0.31543 | 393.8322 | 0.043387 | 392.141 | 0.060704 | 392.141 | 0 | 392.141 | 0
| 392.355 | 0 | 392.355 | 0.31543 | 394.0494 | 0.050463 | 392.355 | 0.072946 | 392.355 | 0 | 392.355 | 0
| 392.569 | 0 | 392.569 | 0.34697 | 394.2665 | 0.046925 | 392.569 | 0.06436 | 392.569 | 0 | 392.569 | 0
| 392.783 | 0 | 392.783 | 0.34697 | 394.4837 | 0.048694 | 392.783 | 0.077622 | 392.783 | 0 | 392.783 | 0
| 392.997 | 0 | 392.997 | 0.37852 | 394.7009 | 0.03631 | 392.997 | 0.058493 | 392.997 | 0 | 392.997 | 0
| 393.211 | 0 | 393.211 | 0.41006 | 394.9181 | 0.05493 | 393.211 | 0.076602 | 393.211 | 0 | 393.211 | 0
| 393.425 | 0 | 393.425 | 0.41006 | 395.1353 | 0.039848 | 393.425 | 0.060279 | 393.425 | 0 | 393.425 | 0
| 393.6391 | 0 | 393.6391 | 0.4416 | 395.3525 | 0.045156 | 393.6391 | 0.077452 | 393.6391 | 0 | 393.6391 | 0
| 393.8531 | 0 | 393.8531 | 0.4416 | 395.5698 | 0.047809 | 393.8531 | 0.057303 | 393.8531 | 0 | 393.8531 | 0
| 394.0672 | 0 | 394.0672 | 0.47315 | 395.7871 | 0.060237 | 394.0672 | 0.077197 | 394.0672 | 0 | 394.0672 | 0
| 394.2812 | 0 | 394.2812 | 0.50469 | 396.0043 | 0.043387 | 394.2812 | 0.063764 | 394.2812 | 0 | 394.2812 | 0
| 394.4954 | 0 | 394.4954 | 0.53623 | 396.2216 | 0.045156 | 394.4954 | 0.076432 | 394.4954 | 0 | 394.4954 | 0
| 394.7094 | 0 | 394.7094 | 0.56777 | 396.4389 | 0.037195 | 394.7094 | 0.062319 | 394.7094 | 0 | 394.7094 | 0
| 394.9236 | 0 | 394.9236 | 0.59932 | 396.6562 | 0.045156 | 394.9235 | 0.079153 | 394.9236 | 0 | 394.9236 | 0
| 395.1377 | 0 | 395.1377 | 0.59932 | 396.8736 | 0.05493 | 395.1377 | 0.063934 | 395.1377 | 0 | 395.1377 | 0
| 395.3518 | 0 | 395.3518 | 0.63086 | 397.0909 | 0.045156 | 395.3518 | 0.079408 | 395.3518 | 0 | 395.3518 | 0
| 395.566 | 0 | 395.566 | 0.6624 | 397.3083 | 0.047809 | 395.566 | 0.063679 | 395.566 | 0 | 395.566 | 0
| 395.7802 | 0 | 395.7802 | 0.72549 | 397.5257 | 0.050463 | 395.7801 | 0.079918 | 395.7802 | 0 | 395.7802 | 0
| 395.9943 | 0 | 395.9943 | 0.72549 | 397.7431 | 0.053117 | 395.9943 | 0.060024 | 395.9943 | 0 | 395.9943 | 0
| 396.2085 | 0 | 396.2085 | 0.78858 | 397.9605 | 0.054001 | 396.2085 | 0.078218 | 396.2085 | 0 | 396.2085 | 0
| 396.4227 | 0 | 396.4227 | 0.78858 | 398.1779 | 0.04604 | 396.4227 | 0.064189 | 396.4227 | 0 | 396.4227 | 0
| 396.6369 | 0 | 396.6369 | 0.85166 | 398.3954 | 0.053117 | 396.6369 | 0.081023 | 396.6369 | 0 | 396.6369 | 0
| 396.8511 | 0 | 396.8511 | 0.8832 | 398.6128 | 0.046925 | 396.8511 | 0.064189 | 396.8511 | 0 | 396.8511 | 0
| 397.0654 | 0 | 397.0654 | 0.91475 | 398.8303 | 0.051347 | 397.0654 | 0.082214 | 397.0654 | 0 | 397.0654 | 0
| 397.2796 | 0 | 397.2796 | 0.97783 | 399.0478 | 0.053117 | 397.2796 | 0.066315 | 397.2796 | 0 | 397.2796 | 0
| 397.4939 | 0 | 397.4939 | 1.0094 | 399.2653 | 0.055814 | 397.4939 | 0.082129 | 397.4939 | 0 | 397.4939 | 0
| 397.7081 | 0 | 397.7081 | 1.0409 | 399.4828 | 0.039848 | 397.7081 | 0.068781 | 397.7081 | 0 | 397.7081 | 0
| 397.9224 | 0 | 397.9224 | 1.104 | 399.7003 | 0.056699 | 397.9224 | 0.086294 | 397.9224 | 0 | 397.9224 | 0
| 398.1367 | 0 | 398.1367 | 1.1355 | 399.9179 | 0.049578 | 398.1367 | 0.066145 | 398.1367 | 0 | 398.1367 | 0
| 398.351 | 0 | 398.351 | 1.1986 | 400.1354 | 0.069082 | 398.351 | 0.085104 | 398.351 | 0 | 398.351 | 0
| 398.5653 | 0 | 398.5653 | 1.2302 | 400.353 | 0.057583 | 398.5653 | 0.072861 | 398.5653 | 0 | 398.5653 | 0
| 398.7797 | 0 | 398.7797 | 1.2933 | 400.5706 | 0.056699 | 398.7797 | 0.08706 | 398.7797 | 0 | 398.7797 | 0
| 398.994 | 0 | 398.994 | 1.3563 | 400.7882 | 0.054001 | 398.994 | 0.070141 | 398.994 | 0 | 398.994 | 0
| 399.2084 | 0 | 399.2084 | 1.3879 | 401.0058 | 0.073505 | 399.2084 | 0.0874 | 399.2084 | 0 | 399.2084 | 0
| 399.4227 | 0 | 399.4227 | 1.451 | 401.2235 | 0.044271 | 399.4227 | 0.073202 | 399.4227 | 0 | 399.4227 | 0
| 399.6371 | 0 | 399.6371 | 1.5141 | 401.4411 | 0.068198 | 399.6371 | 0.086209 | 399.6371 | 0 | 399.6371 | 0
| 399.8515 | 0 | 399.8515 | 1.5456 | 401.6588 | 0.055814 | 399.8515 | 0.070481 | 399.8515 | 0 | 399.8515 | 0
| 400.0659 | 0.12559 | 400.0659 | 1.6087 | 401.8765 | 0.068198 | 400.0659 | 0.090971 | 400.0659 | 0.064107 | 400.0659 | 0.17998
| 400.2803 | 0.087085 | 400.2803 | 1.6718 | 402.0942 | 0.054001 | 400.2803 | 0.075582 | 400.2803 | 0.059878 | 400.2803 | 0.17313
| 400.4948 | 0.10613 | 400.4948 | 1.7349 | 402.3119 | 0.079697 | 400.4948 | 0.08893 | 400.4948 | 0.078953 | 400.4948 | 0.17179
| 400.7092 | 0.082555 | 400.7092 | 1.798 | 402.5296 | 0.058468 | 400.7092 | 0.077622 | 400.7092 | 0.059072 | 400.7092 | 0.13374
| 400.9236 | 0.10186 | 400.9236 | 1.861 | 402.7474 | 0.077043 | 400.9237 | 0.095221 | 400.9236 | 0.074152 | 400.9236 | 0.17875
| 401.1381 | 0.034072 | 401.1381 | 1.9241 | 402.9651 | 0.068198 | 401.1381 | 0.081618 | 401.1381 | 0.063892 | 401.1381 | 0.15875
| 401.3526 | 0.081546 | 401.3526 | 1.9872 | 403.1829 | 0.078812 | 401.3526 | 0.098792 | 401.3526 | 0.087451 | 401.3526 | 0.12003
| 401.5671 | 0.068634 | 401.5671 | 2.0503 | 403.4007 | 0.060237 | 401.5671 | 0.081363 | 401.5671 | 0.075468 | 401.5671 | 0.1601
| 401.7816 | 0.094111 | 401.7816 | 2.1134 | 403.6185 | 0.092125 | 401.7816 | 0.096752 | 401.7816 | 0.082484 | 401.7816 | 0.2145
| 401.9961 | 0.098005 | 401.9961 | 2.208 | 403.8363 | 0.060237 | 401.9961 | 0.086975 | 401.9961 | 0.069892 | 401.9961 | 0.16174
| 402.2106 | 0.082857 | 402.2106 | 2.2711 | 404.0541 | 0.077043 | 402.2106 | 0.1061 | 402.2106 | 0.078945 | 402.2106 | 0.16778
| 402.4252 | 0.12094 | 402.4252 | 2.3342 | 404.272 | 0.063775 | 402.4252 | 0.092416 | 402.4252 | 0.045164 | 402.4252 | 0.16496
| 402.6397 | 0.10292 | 402.6397 | 2.3973 | 404.4898 | 0.081466 | 402.6397 | 0.10491 | 402.6397 | 0.08581 | 402.6397 | 0.212
| 402.8543 | 0.098074 | 402.8543 | 2.4604 | 404.7077 | 0.073505 | 402.8543 | 0.095051 | 402.8543 | 0.059601 | 402.8543 | 0.17014
| 403.0688 | 0.13363 | 403.0688 | 2.5234 | 404.9256 | 0.085889 | 403.0688 | 0.11554 | 403.0688 | 0.088906 | 403.0688 | 0.23989
| 403.2834 | 0.061323 | 403.2834 | 2.5865 | 405.1435 | 0.073505 | 403.2834 | 0.10007 | 403.2834 | 0.058204 | 403.2834 | 0.23078
| 403.498 | 0.11471 | 403.498 | 2.6496 | 405.3614 | 0.087658 | 403.498 | 0.11741 | 403.498 | 0.084939 | 403.498 | 0.20408
| 403.7126 | 0.13322 | 403.7126 | 2.7127 | 405.5794 | 0.075274 | 403.7126 | 0.10857 | 403.7126 | 0.068931 | 403.7126 | 0.18455
| 403.9272 | 0.13317 | 403.9272 | 2.7758 | 405.7973 | 0.087658 | 403.9273 | 0.12472 | 403.9272 | 0.079197 | 403.9272 | 0.17022
| 404.1419 | 0.123 | 404.1419 | 2.8073 | 406.0153 | 0.077043 | 404.1419 | 0.1124 | 404.1419 | 0.076066 | 404.1419 | 0.19116
| 404.3565 | 0.1451 | 404.3565 | 2.8704 | 406.2333 | 0.085889 | 404.3565 | 0.12651 | 404.3565 | 0.072701 | 404.3565 | 0.23578
| 404.5712 | 0.092354 | 404.5712 | 2.9335 | 406.4513 | 0.080581 | 404.5712 | 0.1169 | 404.5712 | 0.069567 | 404.5712 | 0.22107
| 404.7859 | 0.14135 | 404.7859 | 2.9966 | 406.6693 | 0.096547 | 404.7859 | 0.13663 | 404.7859 | 0.080791 | 404.7859 | 0.23751
| 405.0005 | 0.079117 | 405.0005 | 3.0281 | 406.8873 | 0.090311 | 405.0005 | 0.12702 | 405.0005 | 0.07816 | 405.0005 | 0.18794
| 405.2152 | 0.13778 | 405.2152 | 3.0597 | 407.1053 | 0.10097 | 405.2152 | 0.14436 | 405.2152 | 0.09944 | 405.2152 | 0.20951
| 405.4299 | 0.097747 | 405.4299 | 3.0597 | 407.3234 | 0.085004 | 405.4299 | 0.13348 | 405.4299 | 0.077426 | 405.4299 | 0.25508
| 405.6447 | 0.14977 | 405.6447 | 3.1228 | 407.5415 | 0.091196 | 405.6447 | 0.15397 | 405.6447 | 0.091471 | 405.6447 | 0.26959
| 405.8594 | 0.074939 | 405.8594 | 3.1228 | 407.7595 | 0.10451 | 405.8594 | 0.14368 | 405.8594 | 0.08197 | 405.8594 | 0.21578
| 406.0741 | 0.1315 | 406.0741 | 3.1543 | 407.9776 | 0.10628 | 406.0741 | 0.16128 | 406.0741 | 0.10711 | 406.0741 | 0.24828
| 406.2889 | 0.12518 | 406.2889 | 3.1228 | 408.1958 | 0.089427 | 406.2889 | 0.15329 | 406.2889 | 0.09772 | 406.2889 | 0.21913
| 406.5036 | 0.13786 | 406.5036 | 3.1228 | 408.4139 | 0.10451 | 406.5036 | 0.16001 | 406.5036 | 0.092248 | 406.5036 | 0.26673
| 406.7184 | 0.15752 | 406.7184 | 3.1228 | 408.632 | 0.11866 | 406.7184 | 0.17982 | 406.7184 | 0.1176 | 406.7184 | 0.2816
| 406.9332 | 0.11724 | 406.9332 | 3.1228 | 408.8502 | 0.11601 | 406.9332 | 0.17454 | 406.9332 | 0.090232 | 406.9332 | 0.2396
| 407.148 | 0.12642 | 407.148 | 3.0912 | 409.0684 | 0.11866 | 407.148 | 0.19257 | 407.148 | 0.095998 | 407.148 | 0.2632
| 407.3628 | 0.1804 | 407.3628 | 3.0597 | 409.2865 | 0.11335 | 407.3628 | 0.18186 | 407.3628 | 0.10308 | 407.3628 | 0.24549
| 407.5776 | 0.13866 | 407.5776 | 2.9966 | 409.5048 | 0.13109 | 407.5776 | 0.20124 | 407.5776 | 0.093069 | 407.5776 | 0.30352
| 407.7925 | 0.11019 | 407.7925 | 2.965 | 409.723 | 0.10982 | 407.7925 | 0.19571 | 407.7925 | 0.11203 | 407.7925 | 0.28954
| 408.0073 | 0.14474 | 408.0073 | 2.9335 | 409.9412 | 0.1302 | 408.0073 | 0.2151 | 408.0073 | 0.11121 | 408.0073 | 0.34864
| 408.2222 | 0.11455 | 408.2222 | 2.8704 | 410.1595 | 0.12397 | 408.2222 | 0.20787 | 408.2222 | 0.10177 | 408.2222 | 0.28917
| 408.4371 | 0.13656 | 408.4371 | 2.8073 | 410.3777 | 0.13551 | 408.4371 | 0.22998 | 408.4371 | 0.1087 | 408.4371 | 0.30563
| 408.6519 | 0.10565 | 408.6519 | 2.7442 | 410.596 | 0.1364 | 408.6519 | 0.22539 | 408.6519 | 0.10731 | 408.6519 | 0.2996
| 408.8669 | 0.16521 | 408.8669 | 2.6812 | 410.8143 | 0.14524 | 408.8668 | 0.24843 | 408.8669 | 0.11072 | 408.8669 | 0.38083
| 409.0818 | 0.13 | 409.0818 | 2.6181 | 411.0326 | 0.14347 | 409.0818 | 0.24188 | 409.0818 | 0.12348 | 409.0818 | 0.3812
| 409.2967 | 0.15803 | 409.2967 | 2.555 | 411.2509 | 0.15674 | 409.2967 | 0.26058 | 409.2967 | 0.13023 | 409.2967 | 0.38955
| 409.5116 | 0.14486 | 409.5116 | 2.4604 | 411.4692 | 0.14789 | 409.5116 | 0.25531 | 409.5116 | 0.11548 | 409.5116 | 0.34854
| 409.7266 | 0.18318 | 409.7266 | 2.3973 | 411.6876 | 0.15762 | 409.7266 | 0.27453 | 409.7266 | 0.1302 | 409.7266 | 0.34608
| 409.9415 | 0.14012 | 409.9415 | 2.3342 | 411.906 | 0.15497 | 409.9415 | 0.27147 | 409.9415 | 0.10214 | 409.9415 | 0.34894
| 410.1565 | 0.18541 | 410.1565 | 2.2711 | 412.1243 | 0.16917 | 410.1565 | 0.29357 | 410.1565 | 0.11513 | 410.1565 | 0.39947
| 410.3715 | 0.12424 | 410.3715 | 2.1765 | 412.3428 | 0.1674 | 410.3715 | 0.29578 | 410.3715 | 0.135 | 410.3715 | 0.39212
| 410.5865 | 0.21635 | 410.5865 | 2.1134 | 412.5612 | 0.18067 | 410.5865 | 0.32197 | 410.5865 | 0.137 | 410.5865 | 0.44836
| 410.8015 | 0.13995 | 410.8015 | 2.0188 | 412.7796 | 0.17448 | 410.8014 | 0.31644 | 410.8015 | 0.14371 | 410.8015 | 0.45548
| 411.0165 | 0.19504 | 411.0165 | 1.9557 | 412.998 | 0.18951 | 411.0165 | 0.34008 | 411.0165 | 0.15811 | 411.0165 | 0.4914
| 411.2315 | 0.17969 | 411.2315 | 1.861 | 413.2165 | 0.19128 | 411.2315 | 0.33846 | 411.2315 | 0.1402 | 411.2315 | 0.44158
| 411.4465 | 0.20961 | 411.4465 | 1.798 | 413.435 | 0.20725 | 411.4465 | 0.36176 | 411.4465 | 0.16026 | 411.4465 | 0.51441
| 411.6616 | 0.17866 | 411.6616 | 1.7349 | 413.6534 | 0.20636 | 411.6616 | 0.36074 | 411.6616 | 0.14799 | 411.6616 | 0.50873
| 411.8766 | 0.18479 | 411.8766 | 1.6718 | 413.8719 | 0.22494 | 411.8766 | 0.3831 | 411.8766 | 0.16496 | 411.8766 | 0.53527
| 412.0917 | 0.14752 | 412.0917 | 1.5772 | 414.0904 | 0.23378 | 412.0917 | 0.38429 | 412.0917 | 0.16064 | 412.0917 | 0.51088
| 412.3068 | 0.20336 | 412.3068 | 1.5456 | 414.309 | 0.24356 | 412.3068 | 0.40869 | 412.3068 | 0.17092 | 412.3068 | 0.53692
| 412.5219 | 0.19557 | 412.5219 | 1.4825 | 414.5275 | 0.24086 | 412.5219 | 0.40699 | 412.5219 | 0.15708 | 412.5219 | 0.54957
| 412.737 | 0.22335 | 412.737 | 1.4194 | 414.7461 | 0.25948 | 412.737 | 0.43156 | 412.737 | 0.17354 | 412.737 | 0.56738
| 412.9521 | 0.18959 | 412.9521 | 1.3563 | 414.9647 | 0.26302 | 412.9522 | 0.43283 | 412.9521 | 0.18225 | 412.9521 | 0.57876
| 413.1673 | 0.23737 | 413.1673 | 1.3248 | 415.1832 | 0.28164 | 413.1673 | 0.4546 | 413.1673 | 0.18992 | 413.1673 | 0.64547
| 413.3824 | 0.16168 | 413.3824 | 1.2617 | 415.4018 | 0.28606 | 413.3825 | 0.46471 | 413.3824 | 0.18697 | 413.3824 | 0.63191
| 413.5976 | 0.25185 | 413.5976 | 1.2302 | 415.6205 | 0.29491 | 413.5976 | 0.4898 | 413.5976 | 0.21389 | 413.5976 | 0.70063
| 413.8128 | 0.20831 | 413.8128 | 1.1986 | 415.8391 | 0.29933 | 413.8128 | 0.49515 | 413.8128 | 0.19124 | 413.8128 | 0.67724
| 414.028 | 0.25053 | 414.028 | 1.1355 | 416.0577 | 0.31436 | 414.0279 | 0.52287 | 414.028 | 0.21183 | 414.028 | 0.69626
| 414.2432 | 0.22557 | 414.2432 | 1.104 | 416.2764 | 0.32414 | 414.2432 | 0.52618 | 414.2432 | 0.1997 | 414.2432 | 0.74934
| 414.4584 | 0.26777 | 414.4584 | 1.0725 | 416.4951 | 0.33829 | 414.4584 | 0.55747 | 414.4584 | 0.21188 | 414.4584 | 0.7798
| 414.6736 | 0.21834 | 414.6736 | 1.0409 | 416.7138 | 0.34891 | 414.6736 | 0.56249 | 414.6736 | 0.23141 | 414.6736 | 0.78055
| 414.8888 | 0.30019 | 414.8888 | 1.0094 | 416.9325 | 0.37991 | 414.8888 | 0.59964 | 414.8888 | 0.24367 | 414.8888 | 0.85879
| 415.1041 | 0.24702 | 415.1041 | 0.97783 | 417.1512 | 0.38433 | 415.1041 | 0.60925 | 415.1041 | 0.22062 | 415.1041 | 0.82278
| 415.3193 | 0.29413 | 415.3193 | 0.97783 | 417.3699 | 0.41003 | 415.3193 | 0.63798 | 415.3193 | 0.25771 | 415.3193 | 0.89988
| 415.5346 | 0.23723 | 415.5346 | 0.91475 | 417.5887 | 0.41003 | 415.5346 | 0.64844 | 415.5346 | 0.25274 | 415.5346 | 0.90231
| 415.7498 | 0.30184 | 415.7498 | 0.91475 | 417.8074 | 0.42688 | 415.7498 | 0.68585 | 415.7498 | 0.26671 | 415.7498 | 0.9585
| 415.9651 | 0.3 | 415.9651 | 0.8832 | 418.0262 | 0.43838 | 415.9651 | 0.69435 | 415.9651 | 0.2649 | 415.9651 | 0.99969
| 416.1805 | 0.33478 | 416.1805 | 0.85166 | 418.245 | 0.45253 | 416.1805 | 0.7315 | 416.1805 | 0.29752 | 416.1805 | 1.0393
| 416.3958 | 0.30557 | 416.3958 | 0.82012 | 418.4638 | 0.46319 | 416.3958 | 0.74927 | 416.3958 | 0.29776 | 416.3958 | 1.0003
| 416.6111 | 0.31847 | 416.6111 | 0.82012 | 418.6826 | 0.49326 | 416.6111 | 0.78974 | 416.6111 | 0.31845 | 416.6111 | 1.1263
| 416.8264 | 0.34038 | 416.8264 | 0.82012 | 418.9015 | 0.49769 | 416.8264 | 0.80496 | 416.8264 | 0.29952 | 416.8264 | 1.1159
| 417.0418 | 0.35834 | 417.0418 | 0.78858 | 419.1203 | 0.51807 | 417.0418 | 0.85011 | 417.0418 | 0.34125 | 417.0418 | 1.1743
| 417.2571 | 0.35604 | 417.2571 | 0.75703 | 419.3392 | 0.53046 | 417.2571 | 0.86099 | 417.2571 | 0.33347 | 417.2571 | 1.2003
| 417.4725 | 0.37816 | 417.4725 | 0.72549 | 419.5581 | 0.55438 | 417.4725 | 0.90775 | 417.4725 | 0.36033 | 417.4725 | 1.2746
| 417.6879 | 0.3468 | 417.6879 | 0.72549 | 419.777 | 0.57031 | 417.6879 | 0.93019 | 417.6879 | 0.36528 | 417.6879 | 1.2505
| 417.9033 | 0.36313 | 417.9033 | 0.69395 | 419.9959 | 0.58185 | 417.9033 | 0.97508 | 417.9033 | 0.38125 | 417.9033 | 1.3549
| 418.1187 | 0.38957 | 418.1187 | 0.6624 | 420.2148 | 0.58804 | 418.1187 | 0.99864 | 418.1187 | 0.38493 | 418.1187 | 1.4381
| 418.3341 | 0.38524 | 418.3341 | 0.6624 | 420.4337 | 0.61551 | 418.3341 | 1.04 | 418.3341 | 0.42451 | 418.3341 | 1.4847
| 418.5496 | 0.41107 | 418.5496 | 0.63086 | 420.6527 | 0.62524 | 418.5496 | 1.0615 | 418.5496 | 0.42542 | 418.5496 | 1.5336
| 418.765 | 0.41457 | 418.765 | 0.63086 | 420.8717 | 0.63939 | 418.765 | 1.1074 | 418.765 | 0.45263 | 418.765 | 1.6245
| 418.9805 | 0.42429 | 418.9805 | 0.59932 | 421.0907 | 0.6385 | 418.9805 | 1.1309 | 418.9805 | 0.44647 | 418.9805 | 1.63
| 419.1959 | 0.47458 | 419.1959 | 0.59932 | 421.3097 | 0.67039 | 419.1959 | 1.1841 | 419.1959 | 0.48742 | 419.1959 | 1.7176
| 419.4114 | 0.4464 | 419.4114 | 0.56777 | 421.5287 | 0.69255 | 419.4114 | 1.205 | 419.4114 | 0.48077 | 419.4114 | 1.7098
| 419.6269 | 0.49398 | 419.6269 | 0.53623 | 421.7477 | 0.72085 | 419.6269 | 1.2592 | 419.6269 | 0.52436 | 419.6269 | 1.8307
| 419.8424 | 0.49391 | 419.8424 | 0.53623 | 421.9667 | 0.73417 | 419.8424 | 1.2784 | 419.8424 | 0.51883 | 419.8424 | 1.7969
| 420.0579 | 0.54367 | 420.0579 | 0.53623 | 422.1858 | 0.75628 | 420.0579 | 1.3313 | 420.0579 | 0.55284 | 420.0579 | 1.9058
| 420.2734 | 0.48783 | 420.2734 | 0.50469 | 422.4049 | 0.77402 | 420.2734 | 1.3579 | 420.2734 | 0.54538 | 420.2734 | 1.9606
| 420.489 | 0.5299 | 420.489 | 0.47315 | 422.6239 | 0.79883 | 420.489 | 1.406 | 420.489 | 0.57411 | 420.489 | 2.0177
| 420.7045 | 0.54979 | 420.7045 | 0.47315 | 422.8431 | 0.81298 | 420.7045 | 1.4406 | 420.7045 | 0.56995 | 420.7045 | 2.1016
| 420.9201 | 0.55448 | 420.9201 | 0.4416 | 423.0622 | 0.84575 | 420.9201 | 1.4927 | 420.9201 | 0.60756 | 420.9201 | 2.1214
| 421.1357 | 0.56036 | 421.1357 | 0.4416 | 423.2813 | 0.86786 | 421.1357 | 1.5256 | 421.1357 | 0.62893 | 421.1357 | 2.1928
| 421.3513 | 0.55503 | 421.3513 | 0.41006 | 423.5004 | 0.8971 | 421.3513 | 1.5805 | 421.3513 | 0.64741 | 421.3513 | 2.3483
| 421.5669 | 0.56028 | 421.5669 | 0.41006 | 423.7196 | 0.92191 | 421.5669 | 1.613 | 421.5669 | 0.66851 | 421.5669 | 2.3304
| 421.7825 | 0.64318 | 421.7825 | 0.37852 | 423.9388 | 0.95557 | 421.7825 | 1.6739 | 421.7825 | 0.69562 | 421.7825 | 2.3746
| 421.9981 | 0.61617 | 421.9981 | 0.37852 | 424.158 | 0.9653 | 421.9981 | 1.704 | 421.9981 | 0.69104 | 421.9981 | 2.4414
| 422.2137 | 0.66795 | 422.2137 | 0.34697 | 424.3772 | 0.99542 | 422.2138 | 1.7659 | 422.2137 | 0.73359 | 422.2137 | 2.5253
| 422.4294 | 0.62416 | 422.4294 | 0.34697 | 424.5964 | 1.0273 | 422.4294 | 1.8011 | 422.4294 | 0.74385 | 422.4294 | 2.5804
| 422.6451 | 0.69678 | 422.6451 | 0.34697 | 424.8156 | 1.0441 | 422.6451 | 1.8595 | 422.6451 | 0.76038 | 422.6451 | 2.7017
| 422.8607 | 0.64537 | 422.8607 | 0.31543 | 425.0349 | 1.0751 | 422.8607 | 1.898 | 422.8607 | 0.79238 | 422.8607 | 2.6798
| 423.0764 | 0.72289 | 423.0764 | 0.31543 | 425.2541 | 1.1176 | 423.0764 | 1.9566 | 423.0764 | 0.82208 | 423.0764 | 2.8443
| 423.2921 | 0.66682 | 423.2921 | 0.31543 | 425.4734 | 1.1601 | 423.2921 | 1.9973 | 423.2921 | 0.81671 | 423.2921 | 2.928
| 423.5078 | 0.76393 | 423.5078 | 0.28389 | 425.6927 | 1.2097 | 423.5078 | 2.0591 | 423.5078 | 0.86202 | 423.5078 | 2.9932
| 423.7235 | 0.75406 | 423.7235 | 0.28389 | 425.912 | 1.2354 | 423.7235 | 2.0969 | 423.7235 | 0.88702 | 423.7235 | 3.0177
| 423.9392 | 0.78204 | 423.9392 | 0.28389 | 426.1313 | 1.2602 | 423.9392 | 2.1686 | 423.9392 | 0.92303 | 423.9392 | 3.1234
| 424.155 | 0.79073 | 424.155 | 0.28389 | 426.3506 | 1.2939 | 424.155 | 2.2095 | 424.155 | 0.96158 | 424.155 | 3.2835
| 424.3707 | 0.79608 | 424.3707 | 0.25234 | 426.57 | 1.3355 | 424.3707 | 2.2846 | 424.3707 | 0.97812 | 424.3707 | 3.2986
| 424.5865 | 0.82711 | 424.5865 | 0.25234 | 426.7894 | 1.3638 | 424.5865 | 2.3273 | 424.5865 | 0.97354 | 424.5865 | 3.3771
| 424.8023 | 0.85189 | 424.8023 | 0.25234 | 427.0087 | 1.3984 | 424.8023 | 2.4026 | 424.8023 | 1.035 | 424.8023 | 3.5026
| 425.0181 | 0.83449 | 425.0181 | 0.25234 | 427.2281 | 1.44 | 425.0181 | 2.4564 | 425.0181 | 1.0475 | 425.0181 | 3.6218
| 425.2339 | 0.91445 | 425.2339 | 0.2208 | 427.4475 | 1.5073 | 425.2339 | 2.5402 | 425.2339 | 1.0881 | 425.2339 | 3.7617
| 425.4497 | 0.87279 | 425.4497 | 0.2208 | 427.6669 | 1.541 | 425.4497 | 2.5993 | 425.4497 | 1.1113 | 425.4497 | 3.8368
| 425.6655 | 0.9617 | 425.6655 | 0.2208 | 427.8864 | 1.5728 | 425.6655 | 2.6809 | 425.6655 | 1.1643 | 425.6655 | 3.9789
| 425.8813 | 0.98221 | 425.8813 | 0.2208 | 428.1058 | 1.6136 | 425.8813 | 2.7436 | 425.8813 | 1.1918 | 425.8813 | 4.0527
| 426.0972 | 0.99614 | 426.0972 | 0.2208 | 428.3253 | 1.6587 | 426.0972 | 2.8359 | 426.0972 | 1.2448 | 426.0972 | 4.2106
| 426.313 | 0.97636 | 426.313 | 0.2208 | 428.5448 | 1.6755 | 426.313 | 2.9009 | 426.313 | 1.2477 | 426.313 | 4.3201
| 426.5289 | 1.0275 | 426.5289 | 0.2208 | 428.7643 | 1.6924 | 426.5289 | 3.0008 | 426.5289 | 1.3305 | 426.5289 | 4.4466
| 426.7448 | 1.0685 | 426.7448 | 0.2208 | 428.9838 | 1.6755 | 426.7448 | 3.0707 | 426.7448 | 1.3364 | 426.7448 | 4.5336
| 426.9607 | 1.1057 | 426.9607 | 0.18926 | 429.2033 | 1.6658 | 426.9607 | 3.1661 | 426.9607 | 1.4094 | 426.9607 | 4.6847
| 427.1766 | 1.1511 | 427.1766 | 0.18926 | 429.4228 | 1.6596 | 427.1766 | 3.2365 | 427.1766 | 1.4338 | 427.1766 | 4.8475
| 427.3925 | 1.1704 | 427.3925 | 0.18926 | 429.6424 | 1.6676 | 427.3925 | 3.3346 | 427.3925 | 1.4546 | 427.3925 | 4.9616
| 427.6084 | 1.1607 | 427.6084 | 0.18926 | 429.8619 | 1.6676 | 427.6084 | 3.4054 | 427.6084 | 1.5192 | 427.6084 | 4.9818
| 427.8244 | 1.2137 | 427.8244 | 0.18926 | 430.0815 | 1.6986 | 427.8244 | 3.5024 | 427.8244 | 1.5835 | 427.8244 | 5.2229
| 428.0403 | 1.2372 | 428.0403 | 0.18926 | 430.3011 | 1.749 | 428.0403 | 3.5757 | 428.0403 | 1.6186 | 428.0403 | 5.31
| 428.2563 | 1.2828 | 428.2563 | 0.18926 | 430.5207 | 1.7942 | 428.2563 | 3.6792 | 428.2563 | 1.6648 | 428.2563 | 5.4535
| 428.4723 | 1.2782 | 428.4723 | 0.18926 | 430.7403 | 1.8181 | 428.4723 | 3.7388 | 428.4723 | 1.7308 | 428.4723 | 5.6411
| 428.6882 | 1.3628 | 428.6882 | 0.18926 | 430.96 | 1.8606 | 428.6882 | 3.8434 | 428.6882 | 1.779 | 428.6882 | 5.7447
| 428.9042 | 1.3657 | 428.9042 | 0.18926 | 431.1796 | 1.8899 | 428.9042 | 3.9171 | 428.9042 | 1.7928 | 428.9042 | 5.8213
| 429.1203 | 1.4048 | 429.1203 | 0.18926 | 431.3993 | 1.9465 | 429.1203 | 4.0225 | 429.1203 | 1.8567 | 429.1203 | 6.0127
| 429.3363 | 1.395 | 429.3363 | 0.18926 | 431.619 | 1.9891 | 429.3363 | 4.1067 | 429.3363 | 1.9056 | 429.3363 | 6.1465
| 429.5523 | 1.5139 | 429.5523 | 0.18926 | 431.8387 | 2.0581 | 429.5523 | 4.1999 | 429.5523 | 1.9696 | 429.5523 | 6.2317
| 429.7684 | 1.4359 | 429.7684 | 0.18926 | 432.0584 | 2.0785 | 429.7684 | 4.2834 | 429.7684 | 1.9761 | 429.7684 | 6.3947
| 429.9844 | 1.4415 | 429.9844 | 0.18926 | 432.2781 | 2.1175 | 429.9844 | 4.3935 | 429.9844 | 2.0649 | 429.9844 | 6.6154
| 430.2005 | 1.5239 | 430.2005 | 0.18926 | 432.4979 | 2.1493 | 430.2005 | 4.4689 | 430.2005 | 2.1229 | 430.2005 | 6.6822
| 430.4166 | 1.6383 | 430.4166 | 0.18926 | 432.7176 | 2.1936 | 430.4166 | 4.577 | 430.4166 | 2.1876 | 430.4166 | 6.8754
| 430.6327 | 1.5422 | 430.6327 | 0.18926 | 432.9374 | 2.2264 | 430.6327 | 4.6681 | 430.6327 | 2.2187 | 430.6327 | 7.0636
| 430.8488 | 1.6169 | 430.8488 | 0.18926 | 433.1572 | 2.2919 | 430.8487 | 4.7813 | 430.8488 | 2.3076 | 430.8488 | 7.2148
| 431.0649 | 1.6206 | 431.0649 | 0.18926 | 433.377 | 2.3335 | 431.0649 | 4.8631 | 431.0649 | 2.365 | 431.0649 | 7.3173
| 431.281 | 1.7355 | 431.281 | 0.18926 | 433.5968 | 2.3628 | 431.281 | 4.9811 | 431.281 | 2.4277 | 431.281 | 7.561
| 431.4972 | 1.7168 | 431.4972 | 0.18926 | 433.8166 | 2.3849 | 431.4972 | 5.0737 | 431.4972 | 2.4616 | 431.4972 | 7.6142
| 431.7133 | 1.7647 | 431.7133 | 0.18926 | 434.0364 | 2.4256 | 431.7133 | 5.1895 | 431.7133 | 2.5384 | 431.7133 | 7.8359
| 431.9295 | 1.811 | 431.9295 | 0.18926 | 434.2563 | 2.4469 | 431.9295 | 5.2673 | 431.9295 | 2.6105 | 431.9295 | 8.0172
| 432.1456 | 1.847 | 432.1456 | 0.18926 | 434.4762 | 2.454 | 432.1456 | 5.3791 | 432.1456 | 2.684 | 432.1456 | 8.1785
| 432.3618 | 1.7598 | 432.3618 | 0.18926 | 434.696 | 2.4744 | 432.3618 | 5.4653 | 432.3618 | 2.7507 | 432.3618 | 8.3338
| 432.578 | 1.9787 | 432.578 | 0.18926 | 434.9159 | 2.4921 | 432.578 | 5.5868 | 432.578 | 2.8518 | 432.578 | 8.4626
| 432.7943 | 1.9367 | 432.7943 | 0.18926 | 435.1358 | 2.4416 | 432.7942 | 5.6715 | 432.7943 | 2.867 | 432.7943 | 8.6208
| 433.0105 | 2.05 | 433.0105 | 0.18926 | 435.3558 | 2.4575 | 433.0105 | 5.7786 | 433.0105 | 2.945 | 433.0105 | 8.728
| 433.2267 | 1.9955 | 433.2267 | 0.18926 | 435.5757 | 2.4744 | 433.2267 | 5.8672 | 433.2267 | 3.0099 | 433.2267 | 8.9153
| 433.4429 | 2.0433 | 433.4429 | 0.18926 | 435.7957 | 2.5213 | 433.4429 | 5.9784 | 433.4429 | 3.0793 | 433.4429 | 9.1831
| 433.6592 | 2.056 | 433.6592 | 0.18926 | 436.0156 | 2.5576 | 433.6592 | 6.0603 | 433.6592 | 3.1414 | 433.6592 | 9.2423
| 433.8755 | 2.0815 | 433.8755 | 0.18926 | 436.2356 | 2.6116 | 433.8755 | 6.176 | 433.8755 | 3.2696 | 433.8755 | 9.5135
| 434.0917 | 2.1542 | 434.0917 | 0.18926 | 436.4556 | 2.6284 | 434.0917 | 6.2557 | 434.0917 | 3.285 | 434.0917 | 9.6425
| 434.308 | 2.2199 | 434.308 | 0.18926 | 436.6756 | 2.6683 | 434.308 | 6.3803 | 434.308 | 3.386 | 434.308 | 9.7451
| 434.5244 | 2.1909 | 434.5244 | 0.2208 | 436.8956 | 2.7028 | 434.5244 | 6.4694 | 434.5244 | 3.4504 | 434.5244 | 9.9659
| 434.7407 | 2.251 | 434.7407 | 0.18926 | 437.1157 | 2.7232 | 434.7407 | 6.576 | 434.7407 | 3.5548 | 434.7407 | 10.2612
| 434.957 | 2.2612 | 434.957 | 0.18926 | 437.3357 | 2.7489 | 434.957 | 6.6671 | 434.957 | 3.5785 | 434.957 | 10.3265
| 435.1733 | 2.3659 | 435.1733 | 0.2208 | 437.5558 | 2.7746 | 435.1733 | 6.78 | 435.1733 | 3.6828 | 435.1733 | 10.5475
| 435.3897 | 2.3605 | 435.3897 | 0.18926 | 437.7759 | 2.7684 | 435.3897 | 6.8671 | 435.3897 | 3.7476 | 435.3897 | 10.7704
| 435.606 | 2.4132 | 435.606 | 0.2208 | 437.996 | 2.8428 | 435.606 | 6.9842 | 435.606 | 3.866 | 435.606 | 11.0453
| 435.8224 | 2.5144 | 435.8224 | 0.2208 | 438.2161 | 2.8737 | 435.8224 | 7.0661 | 435.8224 | 3.9383 | 435.8224 | 11.0572
| 436.0388 | 2.5198 | 436.0388 | 0.2208 | 438.4362 | 2.9437 | 436.0388 | 7.1702 | 436.0388 | 3.9887 | 436.0388 | 11.2923
| 436.2552 | 2.526 | 436.2552 | 0.2208 | 438.6564 | 3.0004 | 436.2552 | 7.2504 | 436.2552 | 4.0862 | 436.2552 | 11.6076
| 436.4716 | 2.6335 | 436.4716 | 0.2208 | 438.8765 | 3.0757 | 436.4716 | 7.3553 | 436.4716 | 4.1859 | 436.4716 | 11.8375
| 436.688 | 2.5747 | 436.688 | 0.2208 | 439.0967 | 3.127 | 436.688 | 7.4271 | 436.688 | 4.2399 | 436.688 | 11.9716
| 436.9044 | 2.6781 | 436.9044 | 0.2208 | 439.3169 | 3.1934 | 436.9044 | 7.5374 | 436.9044 | 4.3316 | 436.9044 | 12.1547
| 437.1209 | 2.7247 | 437.1209 | 0.2208 | 439.5371 | 3.2103 | 437.1209 | 7.5989 | 437.1209 | 4.4002 | 437.1209 | 12.398
| 437.3373 | 2.7682 | 437.3373 | 0.2208 | 439.7573 | 3.2652 | 437.3373 | 7.6803 | 437.3373 | 4.5414 | 437.3373 | 12.4984
| 437.5538 | 2.764 | 437.5538 | 0.2208 | 439.9775 | 3.2962 | 437.5538 | 7.7571 | 437.5538 | 4.599 | 437.5538 | 12.7785
| 437.7703 | 2.8954 | 437.7703 | 0.2208 | 440.1977 | 3.3316 | 437.7703 | 7.8365 | 437.7703 | 4.6372 | 437.7703 | 13.0301
| 437.9868 | 2.8845 | 437.9868 | 0.25234 | 440.418 | 3.375 | 437.9868 | 7.8924 | 437.9868 | 4.7264 | 437.9868 | 13.2406
| 438.2033 | 2.9386 | 438.2033 | 0.25234 | 440.6383 | 3.4069 | 438.2033 | 7.9711 | 438.2033 | 4.8652 | 438.2033 | 13.5913
| 438.4198 | 2.9718 | 438.4198 | 0.2208 | 440.8585 | 3.4866 | 438.4198 | 8.0148 | 438.4198 | 4.8991 | 438.4198 | 13.6595
| 438.6363 | 3.0222 | 438.6363 | 0.25234 | 441.0788 | 3.5574 | 438.6363 | 8.0883 | 438.6363 | 4.9773 | 438.6363 | 13.9539
| 438.8529 | 3.0426 | 438.8529 | 0.25234 | 441.2991 | 3.5955 | 438.8529 | 8.1277 | 438.8529 | 5.0423 | 438.8529 | 14.1066
| 439.0694 | 3.1359 | 439.0694 | 0.25234 | 441.5195 | 3.6407 | 439.0694 | 8.1964 | 439.0694 | 5.1298 | 439.0694 | 14.4121
| 439.286 | 3.1058 | 439.286 | 0.25234 | 441.7398 | 3.6717 | 439.286 | 8.2233 | 439.286 | 5.229 | 439.286 | 14.607
| 439.5025 | 3.2518 | 439.5025 | 0.25234 | 441.9602 | 3.7293 | 439.5025 | 8.2849 | 439.5025 | 5.3236 | 439.5025 | 14.8561
| 439.7191 | 3.2704 | 439.7191 | 0.25234 | 442.1805 | 3.7293 | 439.7191 | 8.3231 | 439.7191 | 5.3734 | 439.7191 | 15.1533
| 439.9357 | 3.3255 | 439.9357 | 0.25234 | 442.4009 | 3.7443 | 439.9357 | 8.3792 | 439.9357 | 5.4744 | 439.9357 | 15.3799
| 440.1523 | 3.3936 | 440.1523 | 0.25234 | 442.6213 | 3.7594 | 440.1523 | 8.3941 | 440.1523 | 5.5655 | 440.1523 | 15.7085
| 440.369 | 3.4284 | 440.369 | 0.25234 | 442.8417 | 3.8081 | 440.369 | 8.4538 | 440.369 | 5.624 | 440.369 | 15.9196
| 440.5856 | 3.4965 | 440.5856 | 0.25234 | 443.0622 | 3.8541 | 440.5856 | 8.4637 | 440.5856 | 5.693 | 440.5856 | 16.1115
| 440.8022 | 3.5909 | 440.8022 | 0.28389 | 443.2826 | 3.9126 | 440.8022 | 8.4932 | 440.8022 | 5.7622 | 440.8022 | 16.5834
| 441.0189 | 3.6307 | 441.0189 | 0.28389 | 443.503 | 3.948 | 441.0189 | 8.4728 | 441.0189 | 5.8387 | 441.0189 | 16.633
| 441.2355 | 3.7333 | 441.2355 | 0.28389 | 443.7235 | 4.018 | 441.2355 | 8.5017 | 441.2355 | 5.9012 | 441.2355 | 17.0913
| 441.4522 | 3.7281 | 441.4522 | 0.28389 | 443.944 | 4.0419 | 441.4522 | 8.4909 | 441.4522 | 5.9837 | 441.4522 | 17.1642
| 441.6689 | 3.7679 | 441.6689 | 0.28389 | 444.1645 | 4.0427 | 441.6689 | 8.5019 | 441.6689 | 6.0335 | 441.6689 | 17.5001
| 441.8856 | 3.8014 | 441.8856 | 0.28389 | 444.385 | 4.1047 | 441.8856 | 8.4773 | 441.8856 | 6.0848 | 441.8856 | 17.6845
| 442.1023 | 3.9779 | 442.1023 | 0.28389 | 444.6055 | 4.1313 | 442.1023 | 8.4719 | 442.1023 | 6.1978 | 442.1023 | 17.9582
| 442.319 | 3.9091 | 442.319 | 0.28389 | 444.8261 | 4.1614 | 442.319 | 8.4572 | 442.319 | 6.2441 | 442.319 | 18.2802
| 442.5358 | 4.0526 | 442.5358 | 0.28389 | 445.0466 | 4.2278 | 442.5358 | 8.4362 | 442.5358 | 6.3421 | 442.5358 | 18.4127
| 442.7525 | 4.057 | 442.7525 | 0.28389 | 445.2672 | 4.2208 | 442.7525 | 8.4153 | 442.7525 | 6.416 | 442.7525 | 18.6966
| 442.9693 | 4.2241 | 442.9693 | 0.28389 | 445.4878 | 4.2686 | 442.9693 | 8.3914 | 442.9693 | 6.4134 | 442.9693 | 18.9094
| 443.186 | 4.2044 | 443.186 | 0.28389 | 445.7084 | 4.296 | 443.186 | 8.3558 | 443.186 | 6.4991 | 443.186 | 19.129
| 443.4028 | 4.3468 | 443.4028 | 0.31543 | 445.929 | 4.3359 | 443.4028 | 8.3145 | 443.4028 | 6.5725 | 443.4028 | 19.444
| 443.6196 | 4.3477 | 443.6196 | 0.31543 | 446.1496 | 4.3359 | 443.6196 | 8.2686 | 443.6196 | 6.6403 | 443.6196 | 19.7214
| 443.8364 | 4.4158 | 443.8364 | 0.31543 | 446.3702 | 4.3864 | 443.8364 | 8.2309 | 443.8364 | 6.7349 | 443.8364 | 19.8579
| 444.0532 | 4.468 | 444.0532 | 0.31543 | 446.5909 | 4.389 | 444.0532 | 8.1726 | 444.0532 | 6.7806 | 444.0532 | 20.0438
| 444.2701 | 4.5033 | 444.2701 | 0.31543 | 446.8116 | 4.4085 | 444.2701 | 8.1169 | 444.2701 | 6.8561 | 444.2701 | 20.1405
| 444.4869 | 4.63 | 444.4869 | 0.31543 | 447.0322 | 4.3899 | 444.4869 | 8.0327 | 444.4869 | 6.882 | 444.4869 | 20.3989
| 444.7037 | 4.692 | 444.7037 | 0.31543 | 447.2529 | 4.4227 | 444.7037 | 7.9696 | 444.7037 | 6.9953 | 444.7037 | 20.5918
| 444.9206 | 4.6789 | 444.9206 | 0.31543 | 447.4736 | 4.4147 | 444.9206 | 7.891 | 444.9206 | 6.9949 | 444.9206 | 20.6979
| 445.1375 | 4.7662 | 445.1375 | 0.31543 | 447.6944 | 4.3767 | 445.1375 | 7.8309 | 445.1375 | 7.0608 | 445.1375 | 20.8041
| 445.3544 | 4.8487 | 445.3544 | 0.31543 | 447.9151 | 4.3315 | 445.3544 | 7.7534 | 445.3544 | 7.1771 | 445.3544 | 20.9677
| 445.5713 | 4.8741 | 445.5713 | 0.31543 | 448.1359 | 4.3412 | 445.5713 | 7.6736 | 445.5713 | 7.233 | 445.5713 | 21.1795
| 445.7882 | 4.9446 | 445.7882 | 0.31543 | 448.3566 | 4.3023 | 445.7882 | 7.5747 | 445.7882 | 7.2817 | 445.7882 | 21.2538
| 446.0051 | 5.0389 | 446.0051 | 0.31543 | 448.5774 | 4.3501 | 446.0051 | 7.4976 | 446.0051 | 7.3086 | 446.0051 | 21.189
| 446.222 | 5.0292 | 446.222 | 0.34697 | 448.7982 | 4.32 | 446.222 | 7.4028 | 446.222 | 7.3901 | 446.222 | 21.2845
| 446.439 | 5.1164 | 446.439 | 0.34697 | 449.019 | 4.3067 | 446.439 | 7.3188 | 446.439 | 7.4661 | 446.439 | 21.3943
| 446.6559 | 5.0909 | 446.6559 | 0.34697 | 449.2398 | 4.2598 | 446.6559 | 7.206 | 446.6559 | 7.4691 | 446.6559 | 21.4087
| 446.8729 | 5.1285 | 446.8729 | 0.34697 | 449.4606 | 4.2766 | 446.8729 | 7.1277 | 446.8729 | 7.5721 | 446.8729 | 21.5451
| 447.0898 | 5.2633 | 447.0898 | 0.34697 | 449.6815 | 4.1863 | 447.0898 | 7.0115 | 447.0898 | 7.6271 | 447.0898 | 21.5244
| 447.3069 | 5.3152 | 447.3069 | 0.34697 | 449.9024 | 4.1349 | 447.3068 | 6.9195 | 447.3069 | 7.7045 | 447.3069 | 21.4031
| 447.5238 | 5.2621 | 447.5238 | 0.34697 | 450.1232 | 4.0986 | 447.5238 | 6.7949 | 447.5238 | 7.7111 | 447.5238 | 21.4292
| 447.7408 | 5.3048 | 447.7408 | 0.34697 | 450.3441 | 4.1048 | 447.7408 | 6.7209 | 447.7408 | 7.8378 | 447.7408 | 21.4874
| 447.9579 | 5.338 | 447.9579 | 0.34697 | 450.565 | 4.041 | 447.9579 | 6.5897 | 447.9579 | 7.841 | 447.9579 | 21.2193
| 448.1749 | 5.4309 | 448.1749 | 0.34697 | 450.786 | 4.0047 | 448.1749 | 6.4944 | 448.1749 | 7.9481 | 448.1749 | 21.2287
| 448.392 | 5.3815 | 448.392 | 0.34697 | 451.0069 | 3.9834 | 448.392 | 6.3711 | 448.392 | 8.0116 | 448.392 | 21.1067
| 448.609 | 5.4217 | 448.609 | 0.37852 | 451.2278 | 3.9622 | 448.609 | 6.2693 | 448.609 | 8.0567 | 448.609 | 21.1046
| 448.8261 | 5.4726 | 448.8261 | 0.34697 | 451.4488 | 3.9144 | 448.8261 | 6.1516 | 448.8261 | 8.0886 | 448.8261 | 20.8226
| 449.0432 | 5.4915 | 449.0432 | 0.37852 | 451.6698 | 3.8737 | 449.0432 | 6.0495 | 449.0432 | 8.1869 | 449.0432 | 20.7835
| 449.2603 | 5.4643 | 449.2603 | 0.37852 | 451.8908 | 3.8037 | 449.2602 | 5.9241 | 449.2603 | 8.1957 | 449.2603 | 20.566
| 449.4774 | 5.4465 | 449.4774 | 0.37852 | 452.1118 | 3.7709 | 449.4774 | 5.8284 | 449.4774 | 8.2243 | 449.4774 | 20.3561
| 449.6945 | 5.4221 | 449.6945 | 0.37852 | 452.3328 | 3.7045 | 449.6945 | 5.6914 | 449.6945 | 8.3187 | 449.6945 | 20.095
| 449.9116 | 5.4768 | 449.9116 | 0.37852 | 452.5538 | 3.6558 | 449.9116 | 5.5989 | 449.9116 | 8.3286 | 449.9116 | 19.8334
| 450.1287 | 5.4481 | 450.1287 | 0.37852 | 452.7749 | 3.608 | 450.1287 | 5.4683 | 450.1287 | 8.4073 | 450.1287 | 19.5636
| 450.3459 | 5.4371 | 450.3459 | 0.37852 | 452.9959 | 3.608 | 450.3459 | 5.3672 | 450.3459 | 8.4541 | 450.3459 | 19.4654
| 450.563 | 5.4167 | 450.563 | 0.37852 | 453.217 | 3.5717 | 450.563 | 5.243 | 450.563 | 8.4621 | 450.563 | 19.0889
| 450.7802 | 5.3894 | 450.7802 | 0.37852 | 453.4381 | 3.5238 | 450.7802 | 5.1444 | 450.7802 | 8.4732 | 450.7802 | 18.7511
| 450.9974 | 5.3718 | 450.9974 | 0.37852 | 453.6592 | 3.4547 | 450.9974 | 5.038 | 450.9974 | 8.5351 | 450.9974 | 18.5901
| 451.2146 | 5.3771 | 451.2146 | 0.41006 | 453.8803 | 3.4007 | 451.2146 | 4.9372 | 451.2146 | 8.5518 | 451.2146 | 18.2598
| 451.4318 | 5.2362 | 451.4318 | 0.41006 | 454.1015 | 3.3175 | 451.4318 | 4.8104 | 451.4318 | 8.5362 | 451.4318 | 17.9256
| 451.649 | 5.1737 | 451.649 | 0.41006 | 454.3226 | 3.2378 | 451.649 | 4.7187 | 451.649 | 8.6157 | 451.649 | 17.6543
| 451.8662 | 5.1291 | 451.8662 | 0.41006 | 454.5438 | 3.1988 | 451.8662 | 4.6027 | 451.8662 | 8.591 | 451.8662 | 17.245
| 452.0835 | 5.1014 | 452.0835 | 0.41006 | 454.7649 | 3.1598 | 452.0835 | 4.5137 | 452.0835 | 8.5836 | 452.0835 | 16.9544
| 452.3008 | 5.013 | 452.3008 | 0.41006 | 454.9861 | 3.0979 | 452.3007 | 4.4001 | 452.3008 | 8.5974 | 452.3008 | 16.643
| 452.518 | 5.0269 | 452.518 | 0.41006 | 455.2073 | 3.0465 | 452.518 | 4.3095 | 452.518 | 8.5721 | 452.518 | 16.301
| 452.7353 | 4.92 | 452.7353 | 0.41006 | 455.4285 | 2.9712 | 452.7353 | 4.2086 | 452.7353 | 8.6243 | 452.7353 | 15.8781
| 452.9526 | 4.876 | 452.9526 | 0.41006 | 455.6498 | 2.9376 | 452.9526 | 4.1274 | 452.9526 | 8.5519 | 452.9526 | 15.5739
| 453.1699 | 4.7573 | 453.1699 | 0.41006 | 455.871 | 2.8721 | 453.1699 | 4.0223 | 453.1699 | 8.5653 | 453.1699 | 15.4171
| 453.3872 | 4.7076 | 453.3872 | 0.41006 | 456.0923 | 2.8224 | 453.3872 | 3.9401 | 453.3872 | 8.5669 | 453.3872 | 14.8129
| 453.6045 | 4.6029 | 453.6045 | 0.41006 | 456.3135 | 2.7516 | 453.6045 | 3.8416 | 453.6045 | 8.4826 | 453.6045 | 14.6515
| 453.8218 | 4.5863 | 453.8218 | 0.41006 | 456.5348 | 2.7348 | 453.8218 | 3.7622 | 453.8218 | 8.4023 | 453.8218 | 14.2406
| 454.0392 | 4.5276 | 454.0392 | 0.41006 | 456.7561 | 2.6772 | 454.0392 | 3.6712 | 454.0392 | 8.3661 | 454.0392 | 13.9054
| 454.2565 | 4.3786 | 454.2565 | 0.41006 | 456.9774 | 2.6356 | 454.2565 | 3.6087 | 454.2565 | 8.3979 | 454.2565 | 13.5762
| 454.4739 | 4.3331 | 454.4739 | 0.41006 | 457.1988 | 2.5683 | 454.4739 | 3.5137 | 454.4739 | 8.3165 | 454.4739 | 13.176
| 454.6913 | 4.2355 | 454.6913 | 0.4416 | 457.4201 | 2.5568 | 454.6913 | 3.4456 | 454.6913 | 8.2544 | 454.6913 | 12.8805
| 454.9087 | 4.1614 | 454.9087 | 0.4416 | 457.6415 | 2.5125 | 454.9087 | 3.3586 | 454.9087 | 8.149 | 454.9087 | 12.5862
| 455.1261 | 4.0434 | 455.1261 | 0.4416 | 457.8628 | 2.4806 | 455.1261 | 3.2961 | 455.1261 | 8.1128 | 455.1261 | 12.314
| 455.3435 | 3.9334 | 455.3435 | 0.4416 | 458.0842 | 2.4239 | 455.3435 | 3.2147 | 455.3435 | 7.9464 | 455.3435 | 11.9197
| 455.5609 | 3.8972 | 455.5609 | 0.4416 | 458.3056 | 2.3938 | 455.5609 | 3.1568 | 455.5609 | 7.9585 | 455.5609 | 11.755
| 455.7784 | 3.8138 | 455.7784 | 0.4416 | 458.527 | 2.346 | 455.7783 | 3.0806 | 455.7784 | 7.8319 | 455.7784 | 11.3703
| 455.9958 | 3.7699 | 455.9958 | 0.4416 | 458.7484 | 2.3309 | 455.9958 | 3.0198 | 455.9958 | 7.758 | 455.9958 | 11.0936
| 456.2133 | 3.6285 | 456.2133 | 0.4416 | 458.9699 | 2.2778 | 456.2133 | 2.9498 | 456.2133 | 7.6085 | 456.2133 | 10.756
| 456.4307 | 3.6651 | 456.4307 | 0.4416 | 459.1913 | 2.2565 | 456.4307 | 2.9001 | 456.4307 | 7.5718 | 456.4307 | 10.5688
| 456.6482 | 3.5353 | 456.6482 | 0.4416 | 459.4128 | 2.2149 | 456.6482 | 2.8415 | 456.6482 | 7.4192 | 456.6482 | 10.2575
| 456.8657 | 3.4703 | 456.8657 | 0.4416 | 459.6343 | 2.2105 | 456.8657 | 2.7907 | 456.8657 | 7.318 | 456.8657 | 10.0371
| 457.0832 | 3.4089 | 457.0832 | 0.4416 | 459.8558 | 2.1565 | 457.0832 | 2.731 | 457.0832 | 7.217 | 457.0832 | 9.8306
| 457.3007 | 3.3606 | 457.3007 | 0.4416 | 460.0773 | 2.114 | 457.3007 | 2.689 | 457.3007 | 7.167 | 457.3007 | 9.6732
| 457.5182 | 3.268 | 457.5182 | 0.4416 | 460.2988 | 2.0776 | 457.5183 | 2.6316 | 457.5182 | 7.0273 | 457.5182 | 9.4491
| 457.7358 | 3.2645 | 457.7358 | 0.4416 | 460.5203 | 2.0643 | 457.7358 | 2.5967 | 457.7358 | 6.9492 | 457.7358 | 9.2326
| 457.9533 | 3.2063 | 457.9533 | 0.4416 | 460.7419 | 2.0183 | 457.9533 | 2.5416 | 457.9533 | 6.8495 | 457.9533 | 9.0337
| 458.1709 | 3.2336 | 458.1709 | 0.4416 | 460.9635 | 2.0201 | 458.1709 | 2.5134 | 458.1709 | 6.7309 | 458.1709 | 8.964
| 458.3885 | 3.1026 | 458.3885 | 0.4416 | 461.185 | 1.9864 | 458.3885 | 2.4554 | 458.3885 | 6.6335 | 458.3885 | 8.7742
| 458.606 | 3.0459 | 458.606 | 0.4416 | 461.4066 | 1.9731 | 458.606 | 2.4248 | 458.606 | 6.5135 | 458.606 | 8.6079
| 458.8236 | 2.9673 | 458.8236 | 0.4416 | 461.6282 | 1.9678 | 458.8236 | 2.3737 | 458.8236 | 6.3769 | 458.8236 | 8.3707
| 459.0413 | 2.9996 | 459.0413 | 0.4416 | 461.8498 | 1.9784 | 459.0413 | 2.3405 | 459.0413 | 6.2747 | 459.0413 | 8.2438
| 459.2589 | 2.912 | 459.2589 | 0.4416 | 462.0715 | 1.9492 | 459.2589 | 2.2993 | 459.2589 | 6.1815 | 459.2589 | 8.1356
| 459.4765 | 2.8749 | 459.4765 | 0.4416 | 462.2931 | 1.9404 | 459.4765 | 2.2706 | 459.4765 | 6.0539 | 459.4765 | 7.9533
| 459.6942 | 2.8819 | 459.6942 | 0.4416 | 462.5148 | 1.9076 | 459.6941 | 2.2216 | 459.6942 | 5.9104 | 459.6942 | 7.8005
| 459.9118 | 2.8131 | 459.9118 | 0.4416 | 462.7364 | 1.8899 | 459.9118 | 2.1927 | 459.9118 | 5.8392 | 459.9118 | 7.7612
| 460.1295 | 2.74 | 460.1295 | 0.4416 | 462.9581 | 1.858 | 460.1295 | 2.1505 | 460.1295 | 5.709 | 460.1295 | 7.5917
| 460.3471 | 2.7506 | 460.3471 | 0.4416 | 463.1798 | 1.8616 | 460.3471 | 2.1184 | 460.3471 | 5.6059 | 460.3471 | 7.4549
| 460.5648 | 2.6873 | 460.5648 | 0.4416 | 463.4016 | 1.8624 | 460.5648 | 2.0729 | 460.5648 | 5.4443 | 460.5648 | 7.3043
| 460.7825 | 2.6953 | 460.7825 | 0.4416 | 463.6233 | 1.8562 | 460.7825 | 2.0459 | 460.7825 | 5.3828 | 460.7825 | 7.2903
| 461.0002 | 2.6997 | 461.0002 | 0.4416 | 463.845 | 1.8385 | 461.0002 | 2.0084 | 461.0002 | 5.2637 | 461.0002 | 7.1462
| 461.218 | 2.6454 | 461.218 | 0.47315 | 464.0668 | 1.8129 | 461.218 | 1.9815 | 461.218 | 5.1701 | 461.218 | 6.9385
| 461.4357 | 2.5832 | 461.4357 | 0.4416 | 464.2886 | 1.7898 | 461.4357 | 1.9469 | 461.4357 | 5.0526 | 461.4357 | 6.9413
| 461.6534 | 2.621 | 461.6534 | 0.4416 | 464.5104 | 1.7721 | 461.6534 | 1.9227 | 461.6534 | 4.9567 | 461.6534 | 6.7631
| 461.8712 | 2.5764 | 461.8712 | 0.4416 | 464.7321 | 1.7703 | 461.8712 | 1.862 | 461.8712 | 4.7462 | 461.8712 | 6.5226
| 462.089 | 2.5501 | 462.089 | 0.4416 | 464.954 | 1.6977 | 462.089 | 1.8221 | 462.089 | 4.6383 | 462.089 | 6.4638
| 462.3067 | 2.5127 | 462.3067 | 0.4416 | 465.1758 | 1.703 | 462.3067 | 1.7981 | 462.3067 | 4.5473 | 462.3067 | 6.3623
| 462.5245 | 2.5581 | 462.5245 | 0.4416 | 465.3976 | 1.6765 | 462.5245 | 1.7589 | 462.5245 | 4.4689 | 462.5245 | 6.1917
| 462.7423 | 2.4771 | 462.7423 | 0.4416 | 465.6195 | 1.6888 | 462.7423 | 1.7369 | 462.7423 | 4.3453 | 462.7423 | 6.199
| 462.9601 | 2.418 | 462.9601 | 0.4416 | 465.8413 | 1.6729 | 462.9601 | 1.6993 | 462.9601 | 4.2488 | 462.9601 | 6.0433
| 463.1779 | 2.4387 | 463.1779 | 0.4416 | 466.0632 | 1.6676 | 463.178 | 1.6775 | 463.1779 | 4.1869 | 463.1779 | 5.9241
| 463.3958 | 2.4334 | 463.3958 | 0.4416 | 466.2851 | 1.6552 | 463.3958 | 1.6415 | 463.3958 | 4.1012 | 463.3958 | 5.8744
| 463.6136 | 2.4171 | 463.6136 | 0.4416 | 466.507 | 1.6446 | 463.6136 | 1.6198 | 463.6136 | 4.0142 | 463.6136 | 5.8092
| 463.8315 | 2.3824 | 463.8315 | 0.4416 | 466.729 | 1.5985 | 463.8315 | 1.5843 | 463.8315 | 3.9437 | 463.8315 | 5.5886
| 464.0493 | 2.3705 | 464.0493 | 0.4416 | 466.9509 | 1.5994 | 464.0494 | 1.5626 | 464.0493 | 3.8654 | 464.0493 | 5.5321
| 464.2672 | 2.3295 | 464.2672 | 0.4416 | 467.1728 | 1.572 | 464.2672 | 1.5275 | 464.2672 | 3.7358 | 464.2672 | 5.3887
| 464.4851 | 2.313 | 464.4851 | 0.4416 | 467.3948 | 1.564 | 464.4851 | 1.5095 | 464.4851 | 3.7027 | 464.4851 | 5.3863
| 464.703 | 2.3063 | 464.703 | 0.4416 | 467.6168 | 1.5454 | 464.703 | 1.4724 | 464.703 | 3.5914 | 464.703 | 5.2392
| 464.9209 | 2.2729 | 464.9209 | 0.4416 | 467.8388 | 1.5516 | 464.9209 | 1.4536 | 464.9209 | 3.5557 | 464.9209 | 5.1612
| 465.1389 | 2.2583 | 465.1389 | 0.4416 | 468.0608 | 1.556 | 465.1388 | 1.4223 | 465.1389 | 3.4688 | 465.1389 | 5.0399
| 465.3568 | 2.2234 | 465.3568 | 0.4416 | 468.2828 | 1.5631 | 465.3568 | 1.4024 | 465.3568 | 3.3899 | 465.3568 | 4.9894
| 465.5747 | 2.1993 | 465.5747 | 0.4416 | 468.5048 | 1.5507 | 465.5747 | 1.3759 | 465.5747 | 3.346 | 465.5747 | 4.8378
| 465.7927 | 2.1186 | 465.7927 | 0.4416 | 468.7269 | 1.5507 | 465.7927 | 1.3652 | 465.7927 | 3.2927 | 465.7927 | 4.7615
| 466.0107 | 2.1576 | 466.0107 | 0.4416 | 468.949 | 1.5153 | 466.0107 | 1.3303 | 466.0107 | 3.2552 | 466.0107 | 4.6358
| 466.2287 | 2.1015 | 466.2287 | 0.4416 | 469.171 | 1.4896 | 466.2287 | 1.3127 | 466.2287 | 3.1744 | 466.2287 | 4.5417
| 466.4467 | 2.0749 | 466.4467 | 0.4416 | 469.3931 | 1.4595 | 466.4467 | 1.2829 | 466.4467 | 3.1257 | 466.4467 | 4.4486
| 466.6646 | 2.089 | 466.6646 | 0.4416 | 469.6152 | 1.4462 | 466.6646 | 1.2751 | 466.6646 | 3.055 | 466.6646 | 4.4052
| 466.8827 | 2.0598 | 466.8827 | 0.4416 | 469.8373 | 1.4391 | 466.8827 | 1.2461 | 466.8827 | 3.013 | 466.8827 | 4.2726
| 467.1007 | 2.0382 | 467.1007 | 0.4416 | 470.0595 | 1.448 | 467.1007 | 1.2386 | 467.1007 | 2.9707 | 467.1007 | 4.221
| 467.3187 | 1.9863 | 467.3187 | 0.4416 | 470.2816 | 1.4241 | 467.3187 | 1.2155 | 467.3187 | 2.9238 | 467.3187 | 4.1276
| 467.5368 | 1.9897 | 467.5368 | 0.4416 | 470.5038 | 1.4285 | 467.5368 | 1.2094 | 467.5368 | 2.9086 | 467.5368 | 4.0285
| 467.7549 | 1.9789 | 467.7549 | 0.4416 | 470.7259 | 1.4054 | 467.7548 | 1.1833 | 467.7549 | 2.845 | 467.7549 | 3.9451
| 467.9729 | 1.9421 | 467.9729 | 0.4416 | 470.9481 | 1.409 | 467.9729 | 1.1824 | 467.9729 | 2.8074 | 467.9729 | 3.9175
| 468.191 | 1.873 | 468.191 | 0.4416 | 471.1703 | 1.3745 | 468.191 | 1.1589 | 468.191 | 2.7899 | 468.191 | 3.8364
| 468.4091 | 1.9343 | 468.4091 | 0.4416 | 471.3925 | 1.3691 | 468.4091 | 1.1546 | 468.4091 | 2.7705 | 468.4091 | 3.7521
| 468.6272 | 1.8966 | 468.6272 | 0.4416 | 471.6148 | 1.3444 | 468.6272 | 1.1359 | 468.6272 | 2.7112 | 468.6272 | 3.7228
| 468.8453 | 1.9254 | 468.8453 | 0.4416 | 471.837 | 1.3435 | 468.8453 | 1.1306 | 468.8453 | 2.6951 | 468.8453 | 3.6666
| 469.0634 | 1.8386 | 469.0634 | 0.4416 | 472.0593 | 1.3391 | 469.0634 | 1.1118 | 469.0634 | 2.6318 | 469.0634 | 3.5115
| 469.2816 | 1.8427 | 469.2816 | 0.4416 | 472.2815 | 1.3417 | 469.2816 | 1.1108 | 469.2816 | 2.6259 | 469.2816 | 3.4709
| 469.4997 | 1.7937 | 469.4997 | 0.4416 | 472.5038 | 1.3479 | 469.4997 | 1.0927 | 469.4997 | 2.596 | 469.4997 | 3.3673
| 469.7179 | 1.7893 | 469.7179 | 0.4416 | 472.7261 | 1.3576 | 469.7179 | 1.0908 | 469.7179 | 2.5731 | 469.7179 | 3.402
| 469.9361 | 1.7972 | 469.9361 | 0.4416 | 472.9484 | 1.3426 | 469.9361 | 1.0736 | 469.9361 | 2.5206 | 469.9361 | 3.3241
| 470.1543 | 1.7763 | 470.1543 | 0.4416 | 473.1707 | 1.3506 | 470.1543 | 1.079 | 470.1543 | 2.5004 | 470.1543 | 3.2557
| 470.3725 | 1.7717 | 470.3725 | 0.4416 | 473.3931 | 1.3506 | 470.3725 | 1.0632 | 470.3725 | 2.4965 | 470.3725 | 3.1725
| 470.5907 | 1.7536 | 470.5907 | 0.47315 | 473.6154 | 1.3585 | 470.5907 | 1.0585 | 470.5907 | 2.4793 | 470.5907 | 3.1473
| 470.8089 | 1.7128 | 470.8089 | 0.4416 | 473.8378 | 1.3523 | 470.8089 | 1.0471 | 470.8089 | 2.4169 | 470.8089 | 3.0847
| 471.0271 | 1.7395 | 471.0271 | 0.47315 | 474.0601 | 1.3435 | 471.0271 | 1.05 | 471.0271 | 2.409 | 471.0271 | 3.0568
| 471.2454 | 1.6973 | 471.2454 | 0.4416 | 474.2825 | 1.3426 | 471.2454 | 1.0374 | 471.2454 | 2.3682 | 471.2454 | 2.9662
| 471.4636 | 1.6581 | 471.4636 | 0.47315 | 474.5049 | 1.3461 | 471.4636 | 1.0369 | 471.4636 | 2.359 | 471.4636 | 2.9017
| 471.6819 | 1.6474 | 471.6819 | 0.47315 | 474.7274 | 1.3346 | 471.6818 | 1.0268 | 471.6819 | 2.3073 | 471.6819 | 2.9027
| 471.9001 | 1.6487 | 471.9001 | 0.47315 | 474.9498 | 1.3355 | 471.9001 | 1.0309 | 471.9001 | 2.2785 | 471.9001 | 2.8705
| 472.1184 | 1.5919 | 472.1184 | 0.47315 | 475.1722 | 1.324 | 472.1184 | 1.0156 | 472.1184 | 2.2835 | 472.1184 | 2.8215
| 472.3367 | 1.6114 | 472.3367 | 0.47315 | 475.3947 | 1.3187 | 472.3367 | 1.0198 | 472.3367 | 2.2593 | 472.3367 | 2.7094
| 472.555 | 1.601 | 472.555 | 0.47315 | 475.6172 | 1.3081 | 472.555 | 1.0081 | 472.555 | 2.2322 | 472.555 | 2.7039
| 472.7733 | 1.6078 | 472.7733 | 0.47315 | 475.8396 | 1.3319 | 472.7733 | 1.0096 | 472.7733 | 2.1853 | 472.7733 | 2.632
| 472.9917 | 1.5899 | 472.9917 | 0.47315 | 476.0621 | 1.324 | 472.9917 | 0.99812 | 472.9917 | 2.1805 | 472.9917 | 2.5884
| 473.21 | 1.5739 | 473.21 | 0.47315 | 476.2846 | 1.3302 | 473.21 | 0.99804 | 473.21 | 2.134 | 473.21 | 2.5897
| 473.4284 | 1.556 | 473.4284 | 0.47315 | 476.5072 | 1.3222 | 473.4284 | 0.99039 | 473.4284 | 2.1016 | 473.4284 | 2.508
| 473.6468 | 1.5692 | 473.6468 | 0.47315 | 476.7297 | 1.3275 | 473.6468 | 0.99464 | 473.6468 | 2.0897 | 473.6468 | 2.4616
| 473.8651 | 1.5431 | 473.8651 | 0.47315 | 476.9523 | 1.3222 | 473.8651 | 0.98401 | 473.8651 | 2.0456 | 473.8651 | 2.4641
| 474.0835 | 1.546 | 474.0835 | 0.47315 | 477.1748 | 1.3364 | 474.0835 | 0.98988 | 474.0835 | 2.0184 | 474.0835 | 2.501
| 474.3019 | 1.5068 | 474.3019 | 0.47315 | 477.3974 | 1.3382 | 474.3019 | 0.97347 | 474.3019 | 1.9919 | 474.3019 | 2.4192
| 474.5203 | 1.5045 | 474.5203 | 0.47315 | 477.62 | 1.3532 | 474.5203 | 0.98019 | 474.5203 | 1.9685 | 474.5203 | 2.3796
| 474.7387 | 1.535 | 474.7387 | 0.47315 | 477.8426 | 1.3479 | 474.7387 | 0.97134 | 474.7387 | 1.9606 | 474.7387 | 2.3621
| 474.9572 | 1.4979 | 474.9572 | 0.47315 | 478.0652 | 1.3532 | 474.9572 | 0.97679 | 474.9572 | 1.9111 | 474.9572 | 2.335
| 475.1756 | 1.4816 | 475.1756 | 0.47315 | 478.2879 | 1.3629 | 475.1756 | 0.9682 | 475.1756 | 1.8627 | 475.1756 | 2.2541
| 475.3941 | 1.4994 | 475.3941 | 0.47315 | 478.5105 | 1.3807 | 475.3941 | 0.97517 | 475.3941 | 1.8595 | 475.3941 | 2.278
| 475.6125 | 1.4587 | 475.6125 | 0.47315 | 478.7332 | 1.3869 | 475.6125 | 0.96692 | 475.6125 | 1.823 | 475.6125 | 2.2619
| 475.831 | 1.5083 | 475.831 | 0.47315 | 478.9559 | 1.3966 | 475.831 | 0.97636 | 475.831 | 1.8032 | 475.831 | 2.234
| 476.0495 | 1.4921 | 476.0495 | 0.47315 | 479.1785 | 1.3904 | 476.0495 | 0.96352 | 476.0495 | 1.7885 | 476.0495 | 2.172
| 476.268 | 1.5028 | 476.268 | 0.47315 | 479.4013 | 1.4037 | 476.268 | 0.97653 | 476.268 | 1.7748 | 476.268 | 2.1795
| 476.4865 | 1.4856 | 476.4865 | 0.47315 | 479.624 | 1.4046 | 476.4865 | 0.96522 | 476.4865 | 1.7297 | 476.4865 | 2.2004
| 476.705 | 1.4737 | 476.705 | 0.47315 | 479.8467 | 1.4126 | 476.705 | 0.97559 | 476.705 | 1.7268 | 476.705 | 2.1431
| 476.9236 | 1.4739 | 476.9236 | 0.47315 | 480.0695 | 1.4214 | 476.9235 | 0.96803 | 476.9236 | 1.7017 | 476.9236 | 2.1208
| 477.1421 | 1.5177 | 477.1421 | 0.47315 | 480.2922 | 1.4303 | 477.1421 | 0.97483 | 477.1421 | 1.6644 | 477.1421 | 2.126
| 477.3607 | 1.4985 | 477.3607 | 0.47315 | 480.515 | 1.4338 | 477.3607 | 0.96922 | 477.3607 | 1.6464 | 477.3607 | 2.0649
| 477.5792 | 1.5093 | 477.5792 | 0.47315 | 480.7378 | 1.4426 | 477.5792 | 0.97602 | 477.5792 | 1.6359 | 477.5792 | 2.0612
| 477.7978 | 1.5018 | 477.7978 | 0.47315 | 480.9606 | 1.4435 | 477.7978 | 0.96616 | 477.7978 | 1.6075 | 477.7978 | 2.0434
| 478.0164 | 1.4925 | 478.0164 | 0.47315 | 481.1834 | 1.4426 | 478.0164 | 0.97474 | 478.0164 | 1.6026 | 478.0164 | 2.06
| 478.235 | 1.4844 | 478.235 | 0.47315 | 481.4062 | 1.4338 | 478.235 | 0.96633 | 478.235 | 1.5506 | 478.235 | 1.9642
| 478.4536 | 1.5086 | 478.4536 | 0.47315 | 481.629 | 1.4391 | 478.4536 | 0.97466 | 478.4536 | 1.5502 | 478.4536 | 1.9874
| 478.6722 | 1.4775 | 478.6722 | 0.47315 | 481.8519 | 1.4426 | 478.6722 | 0.96463 | 478.6722 | 1.5334 | 478.6722 | 1.9249
| 478.8909 | 1.4792 | 478.8909 | 0.47315 | 482.0747 | 1.4489 | 478.8909 | 0.97534 | 478.8909 | 1.5125 | 478.8909 | 1.9958
| 479.1095 | 1.4676 | 479.1095 | 0.47315 | 482.2976 | 1.4577 | 479.1095 | 0.96539 | 479.1095 | 1.4931 | 479.1095 | 1.9051
| 479.3282 | 1.5301 | 479.3282 | 0.47315 | 482.5205 | 1.4613 | 479.3282 | 0.97849 | 479.3282 | 1.4801 | 479.3282 | 1.926
| 479.5468 | 1.4782 | 479.5468 | 0.47315 | 482.7434 | 1.4666 | 479.5468 | 0.96913 | 479.5468 | 1.4536 | 479.5468 | 1.8823
| 479.7655 | 1.502 | 479.7655 | 0.47315 | 482.9663 | 1.4745 | 479.7655 | 0.98274 | 479.7655 | 1.4427 | 479.7655 | 1.9025
| 479.9842 | 1.4882 | 479.9842 | 0.47315 | 483.1893 | 1.4772 | 479.9842 | 0.98265 | 479.9842 | 1.4473 | 479.9842 | 1.9079
| 480.2029 | 1.5046 | 480.2029 | 0.47315 | 483.4122 | 1.4843 | 480.2029 | 0.99744 | 480.2029 | 1.4274 | 480.2029 | 1.9324
| 480.4216 | 1.5229 | 480.4216 | 0.47315 | 483.6352 | 1.4887 | 480.4216 | 0.99855 | 480.4216 | 1.4226 | 480.4216 | 1.8854
| 480.6403 | 1.539 | 480.6403 | 0.47315 | 483.8582 | 1.4958 | 480.6403 | 1.0199 | 480.6403 | 1.4063 | 480.6403 | 1.8959
| 480.8591 | 1.5522 | 480.8591 | 0.47315 | 484.0811 | 1.4976 | 480.8591 | 1.0177 | 480.8591 | 1.427 | 480.8591 | 1.8487
| 481.0778 | 1.6231 | 481.0778 | 0.50469 | 484.3041 | 1.5046 | 481.0778 | 1.0403 | 481.0778 | 1.4167 | 481.0778 | 1.8686
| 481.2966 | 1.5926 | 481.2966 | 0.50469 | 484.5272 | 1.5055 | 481.2966 | 1.0444 | 481.2966 | 1.4314 | 481.2966 | 1.8814
| 481.5153 | 1.6142 | 481.5153 | 0.50469 | 484.7502 | 1.5126 | 481.5153 | 1.0675 | 481.5153 | 1.4256 | 481.5153 | 1.9386
| 481.7341 | 1.6163 | 481.7341 | 0.50469 | 484.9732 | 1.5188 | 481.7341 | 1.0756 | 481.7341 | 1.4126 | 481.7341 | 1.8939
| 481.9529 | 1.6646 | 481.9529 | 0.50469 | 485.1963 | 1.5268 | 481.9529 | 1.0981 | 481.9529 | 1.4496 | 481.9529 | 1.9058
| 482.1717 | 1.6655 | 482.1717 | 0.53623 | 485.4193 | 1.5303 | 482.1717 | 1.1085 | 482.1717 | 1.4344 | 482.1717 | 1.9186
| 482.3905 | 1.7042 | 482.3905 | 0.53623 | 485.6424 | 1.525 | 482.3905 | 1.1298 | 482.3905 | 1.4467 | 482.3905 | 1.9257
| 482.6093 | 1.6745 | 482.6093 | 0.53623 | 485.8655 | 1.5233 | 482.6093 | 1.1393 | 482.6093 | 1.4489 | 482.6093 | 1.923
| 482.8282 | 1.7333 | 482.8282 | 0.53623 | 486.0886 | 1.5365 | 482.8282 | 1.1558 | 482.8282 | 1.4447 | 482.8282 | 1.937
| 483.047 | 1.7736 | 483.047 | 0.53623 | 486.3118 | 1.5445 | 483.047 | 1.1544 | 483.047 | 1.4172 | 483.047 | 1.9001
| 483.2659 | 1.7733 | 483.2659 | 0.53623 | 486.5349 | 1.5489 | 483.2659 | 1.1707 | 483.2659 | 1.4164 | 483.2659 | 1.9159
| 483.4847 | 1.7781 | 483.4847 | 0.53623 | 486.758 | 1.5463 | 483.4847 | 1.1736 | 483.4847 | 1.4377 | 483.4847 | 1.8869
| 483.7036 | 1.77 | 483.7036 | 0.53623 | 486.9812 | 1.5471 | 483.7036 | 1.1929 | 483.7036 | 1.4354 | 483.7036 | 1.9174
| 483.9225 | 1.7788 | 483.9225 | 0.53623 | 487.2044 | 1.5507 | 483.9225 | 1.1938 | 483.9225 | 1.4037 | 483.9225 | 1.8743
| 484.1414 | 1.7854 | 484.1414 | 0.53623 | 487.4276 | 1.5516 | 484.1414 | 1.2093 | 484.1414 | 1.3962 | 484.1414 | 1.8765
| 484.3603 | 1.8018 | 484.3603 | 0.53623 | 487.6508 | 1.5516 | 484.3603 | 1.2036 | 484.3603 | 1.4011 | 484.3603 | 1.8721
| 484.5792 | 1.8043 | 484.5792 | 0.53623 | 487.874 | 1.5569 | 484.5792 | 1.2158 | 484.5792 | 1.3954 | 484.5792 | 1.9066
| 484.7982 | 1.8007 | 484.7982 | 0.53623 | 488.0972 | 1.5595 | 484.7982 | 1.2124 | 484.7982 | 1.3932 | 484.7982 | 1.8915
| 485.0171 | 1.7948 | 485.0171 | 0.53623 | 488.3204 | 1.5578 | 485.0171 | 1.2223 | 485.0171 | 1.366 | 485.0171 | 1.8285
| 485.2361 | 1.7666 | 485.2361 | 0.53623 | 488.5437 | 1.5622 | 485.2361 | 1.225 | 485.2361 | 1.3574 | 485.2361 | 1.8277
| 485.455 | 1.8468 | 485.455 | 0.53623 | 488.767 | 1.5658 | 485.4551 | 1.2408 | 485.455 | 1.3882 | 485.455 | 1.8315
| 485.674 | 1.7593 | 485.674 | 0.53623 | 488.9903 | 1.564 | 485.674 | 1.2366 | 485.674 | 1.3544 | 485.674 | 1.8831
| 485.893 | 1.8036 | 485.893 | 0.53623 | 489.2135 | 1.5684 | 485.893 | 1.2485 | 485.893 | 1.3624 | 485.893 | 1.813
| 486.112 | 1.801 | 486.112 | 0.53623 | 489.4368 | 1.5835 | 486.112 | 1.243 | 486.112 | 1.3371 | 486.112 | 1.8074
| 486.331 | 1.8284 | 486.331 | 0.53623 | 489.6602 | 1.5958 | 486.331 | 1.2589 | 486.331 | 1.364 | 486.331 | 1.8482
| 486.55 | 1.8331 | 486.55 | 0.53623 | 489.8835 | 1.6127 | 486.55 | 1.2542 | 486.55 | 1.3246 | 486.55 | 1.8234
| 486.7691 | 1.7982 | 486.7691 | 0.53623 | 490.1069 | 1.6295 | 486.7691 | 1.2628 | 486.7691 | 1.3387 | 486.7691 | 1.8417
| 486.9881 | 1.813 | 486.9881 | 0.53623 | 490.3302 | 1.6578 | 486.9881 | 1.263 | 486.9881 | 1.3185 | 486.9881 | 1.7919
| 487.2072 | 1.8284 | 487.2072 | 0.53623 | 490.5536 | 1.688 | 487.2072 | 1.271 | 487.2072 | 1.2985 | 487.2072 | 1.7821
| 487.4262 | 1.8085 | 487.4262 | 0.53623 | 490.777 | 1.7065 | 487.4262 | 1.2645 | 487.4262 | 1.2909 | 487.4262 | 1.7611
| 487.6453 | 1.7761 | 487.6453 | 0.53623 | 491.0004 | 1.7269 | 487.6453 | 1.2721 | 487.6453 | 1.2803 | 487.6453 | 1.7413
| 487.8644 | 1.7898 | 487.8644 | 0.50469 | 491.2238 | 1.7526 | 487.8644 | 1.266 | 487.8644 | 1.2856 | 487.8644 | 1.7276
| 488.0835 | 1.8325 | 488.0835 | 0.50469 | 491.4472 | 1.7739 | 488.0835 | 1.2762 | 488.0835 | 1.2662 | 488.0835 | 1.7265
| 488.3026 | 1.7619 | 488.3026 | 0.50469 | 491.6707 | 1.8093 | 488.3026 | 1.2668 | 488.3026 | 1.264 | 488.3026 | 1.7008
| 488.5217 | 1.7926 | 488.5217 | 0.50469 | 491.8941 | 1.835 | 488.5217 | 1.2749 | 488.5217 | 1.26 | 488.5217 | 1.7051
| 488.7409 | 1.774 | 488.7409 | 0.50469 | 492.1176 | 1.8651 | 488.7409 | 1.2699 | 488.7409 | 1.232 | 488.7409 | 1.6718
| 488.96 | 1.7447 | 488.96 | 0.50469 | 492.3411 | 1.8739 | 488.96 | 1.277 | 488.96 | 1.2279 | 488.96 | 1.6968
| 489.1792 | 1.7545 | 489.1792 | 0.50469 | 492.5646 | 1.8899 | 489.1792 | 1.2679 | 489.1792 | 1.2025 | 489.1792 | 1.6536
| 489.3983 | 1.794 | 489.3983 | 0.50469 | 492.7881 | 1.9111 | 489.3983 | 1.2804 | 489.3983 | 1.2135 | 489.3983 | 1.7033
| 489.6175 | 1.7861 | 489.6175 | 0.50469 | 493.0116 | 1.9271 | 489.6175 | 1.2837 | 489.6175 | 1.2053 | 489.6175 | 1.6623
| 489.8367 | 1.7704 | 489.8367 | 0.50469 | 493.2351 | 1.9298 | 489.8367 | 1.2995 | 489.8367 | 1.2102 | 489.8367 | 1.6711
| 490.0559 | 1.8012 | 490.0559 | 0.50469 | 493.4587 | 1.9262 | 490.0559 | 1.3017 | 490.0559 | 1.2267 | 490.0559 | 1.6844
| 490.2751 | 1.7963 | 490.2751 | 0.50469 | 493.6823 | 1.9386 | 490.2751 | 1.3263 | 490.2751 | 1.2333 | 490.2751 | 1.7196
| 490.4944 | 1.8158 | 490.4944 | 0.50469 | 493.9058 | 1.9669 | 490.4943 | 1.336 | 490.4944 | 1.2377 | 490.4944 | 1.7402
| 490.7136 | 1.8711 | 490.7136 | 0.50469 | 494.1294 | 1.9793 | 490.7136 | 1.3649 | 490.7136 | 1.2377 | 490.7136 | 1.7612
| 490.9328 | 1.9102 | 490.9328 | 0.50469 | 494.353 | 1.9917 | 490.9328 | 1.3818 | 490.9328 | 1.2536 | 490.9328 | 1.7659
| 491.1521 | 1.8888 | 491.1521 | 0.50469 | 494.5766 | 1.9891 | 491.1521 | 1.4117 | 491.1521 | 1.2634 | 491.1521 | 1.8377
| 491.3713 | 1.8844 | 491.3713 | 0.50469 | 494.8003 | 1.982 | 491.3713 | 1.4348 | 491.3713 | 1.287 | 491.3713 | 1.8417
| 491.5906 | 2.0043 | 491.5906 | 0.53623 | 495.0239 | 1.9705 | 491.5906 | 1.4738 | 491.5906 | 1.314 | 491.5906 | 1.8997
| 491.8099 | 2.0531 | 491.8099 | 0.53623 | 495.2476 | 1.982 | 491.8099 | 1.4967 | 491.8099 | 1.3159 | 491.8099 | 1.9323
| 492.0292 | 2.0855 | 492.0292 | 0.53623 | 495.4712 | 1.9891 | 492.0292 | 1.534 | 492.0292 | 1.3499 | 492.0292 | 1.9711
| 492.2485 | 2.1188 | 492.2485 | 0.53623 | 495.6949 | 2.0086 | 492.2485 | 1.5609 | 492.2485 | 1.3679 | 492.2485 | 2.021
| 492.4678 | 2.1519 | 492.4678 | 0.56777 | 495.9186 | 2.0192 | 492.4678 | 1.5982 | 492.4678 | 1.4037 | 492.4678 | 2.0636
| 492.6872 | 2.1645 | 492.6872 | 0.56777 | 496.1423 | 2.036 | 492.6872 | 1.6232 | 492.6872 | 1.4169 | 492.6872 | 2.0526
| 492.9065 | 2.2265 | 492.9065 | 0.56777 | 496.366 | 2.0511 | 492.9065 | 1.6604 | 492.9065 | 1.4548 | 492.9065 | 2.1175
| 493.1259 | 2.2501 | 493.1259 | 0.56777 | 496.5898 | 2.0741 | 493.1259 | 1.6817 | 493.1259 | 1.4555 | 493.1259 | 2.1521
| 493.3452 | 2.2555 | 493.3452 | 0.56777 | 496.8135 | 2.0989 | 493.3452 | 1.7197 | 493.3452 | 1.488 | 493.3452 | 2.2235
| 493.5646 | 2.3307 | 493.5646 | 0.56777 | 497.0373 | 2.1051 | 493.5646 | 1.7352 | 493.5646 | 1.4806 | 493.5646 | 2.2947
| 493.784 | 2.3969 | 493.784 | 0.59932 | 497.2611 | 2.1095 | 493.784 | 1.7658 | 493.784 | 1.5172 | 493.784 | 2.3135
| 494.0034 | 2.3908 | 494.0034 | 0.59932 | 497.4848 | 2.1219 | 494.0034 | 1.7813 | 494.0034 | 1.5039 | 494.0034 | 2.3553
| 494.2228 | 2.4468 | 494.2228 | 0.59932 | 497.7087 | 2.1405 | 494.2228 | 1.8092 | 494.2228 | 1.5117 | 494.2228 | 2.4053
| 494.4422 | 2.4336 | 494.4422 | 0.59932 | 497.9325 | 2.1706 | 494.4422 | 1.8199 | 494.4422 | 1.5518 | 494.4422 | 2.3989
| 494.6617 | 2.4806 | 494.6617 | 0.59932 | 498.1563 | 2.1892 | 494.6617 | 1.8483 | 494.6617 | 1.5803 | 494.6617 | 2.4399
| 494.8811 | 2.4713 | 494.8811 | 0.59932 | 498.3801 | 2.206 | 494.8811 | 1.8617 | 494.8811 | 1.5671 | 494.8811 | 2.4795
| 495.1005 | 2.4844 | 495.1005 | 0.59932 | 498.604 | 2.199 | 495.1005 | 1.8879 | 495.1005 | 1.5819 | 495.1005 | 2.5242
| 495.32 | 2.5435 | 495.32 | 0.59932 | 498.8279 | 2.2025 | 495.32 | 1.9019 | 495.32 | 1.618 | 495.32 | 2.5632
| 495.5395 | 2.5942 | 495.5395 | 0.59932 | 499.0517 | 2.2131 | 495.5395 | 1.9263 | 495.5395 | 1.6204 | 495.5395 | 2.6136
| 495.759 | 2.5865 | 495.759 | 0.59932 | 499.2756 | 2.2406 | 495.759 | 1.9378 | 495.759 | 1.6073 | 495.759 | 2.6192
| 495.9785 | 2.635 | 495.9785 | 0.59932 | 499.4995 | 2.2423 | 495.9785 | 1.9639 | 495.9785 | 1.649 | 495.9785 | 2.6757
| 496.198 | 2.6012 | 496.198 | 0.59932 | 499.7235 | 2.2406 | 496.198 | 1.9772 | 496.198 | 1.6424 | 496.198 | 2.6665
| 496.4175 | 2.6603 | 496.4175 | 0.59932 | 499.9474 | 2.2291 | 496.4175 | 1.9991 | 496.4175 | 1.6693 | 496.4175 | 2.7406
| 496.637 | 2.6483 | 496.637 | 0.59932 | 500.1713 | 2.2565 | 496.637 | 2.0108 | 496.637 | 1.67 | 496.637 | 2.8229
| 496.8566 | 2.718 | 496.8566 | 0.59932 | 500.3953 | 2.2494 | 496.8566 | 2.0333 | 496.8566 | 1.6989 | 496.8566 | 2.7936
| 497.0761 | 2.7141 | 497.0761 | 0.59932 | 500.6193 | 2.2716 | 497.0761 | 2.0417 | 497.0761 | 1.7097 | 497.0761 | 2.8518
| 497.2957 | 2.7747 | 497.2957 | 0.59932 | 500.8433 | 2.284 | 497.2957 | 2.0685 | 497.2957 | 1.7039 | 497.2957 | 2.9202
| 497.5152 | 2.7608 | 497.5152 | 0.59932 | 501.0673 | 2.3097 | 497.5152 | 2.0772 | 497.5152 | 1.7122 | 497.5152 | 2.9492
| 497.7348 | 2.8316 | 497.7348 | 0.59932 | 501.2913 | 2.3203 | 497.7348 | 2.1013 | 497.7348 | 1.7476 | 497.7348 | 2.991
| 497.9544 | 2.776 | 497.9544 | 0.59932 | 501.5153 | 2.346 | 497.9544 | 2.11 | 497.9544 | 1.7648 | 497.9544 | 3.0143
| 498.174 | 2.8599 | 498.174 | 0.59932 | 501.7393 | 2.3415 | 498.174 | 2.1347 | 498.174 | 1.7991 | 498.174 | 3.06
| 498.3936 | 2.8485 | 498.3936 | 0.59932 | 501.9634 | 2.3477 | 498.3936 | 2.1454 | 498.3936 | 1.7772 | 498.3936 | 3.0746
| 498.6133 | 2.9023 | 498.6133 | 0.59932 | 502.1875 | 2.3344 | 498.6133 | 2.1767 | 498.6133 | 1.8005 | 498.6133 | 3.1481
| 498.8329 | 2.8674 | 498.8329 | 0.59932 | 502.4115 | 2.3628 | 498.8329 | 2.1862 | 498.8329 | 1.8336 | 498.8329 | 3.1785
| 499.0526 | 2.9175 | 499.0526 | 0.59932 | 502.6356 | 2.3619 | 499.0525 | 2.2121 | 499.0526 | 1.8305 | 499.0526 | 3.1741
| 499.2722 | 2.9749 | 499.2722 | 0.59932 | 502.8597 | 2.3779 | 499.2722 | 2.2283 | 499.2722 | 1.8461 | 499.2722 | 3.2725
| 499.4919 | 2.9822 | 499.4919 | 0.59932 | 503.0838 | 2.3858 | 499.4919 | 2.2567 | 499.4919 | 1.8702 | 499.4919 | 3.3247
| 499.7116 | 3.0358 | 499.7116 | 0.59932 | 503.308 | 2.4522 | 499.7116 | 2.2675 | 499.7116 | 1.8784 | 499.7116 | 3.3632
| 499.9313 | 3.0881 | 499.9313 | 0.63086 | 503.5321 | 2.4549 | 499.9313 | 2.2964 | 499.9313 | 1.9075 | 499.9313 | 3.4716
| 500.151 | 3.0918 | 500.151 | 0.63086 | 503.7563 | 2.4903 | 500.151 | 2.3135 | 500.151 | 1.9193 | 500.151 | 3.4414
| 500.3707 | 3.0963 | 500.3707 | 0.63086 | 503.9805 | 2.4841 | 500.3707 | 2.3441 | 500.3707 | 1.9383 | 500.3707 | 3.5067
| 500.5904 | 3.1227 | 500.5904 | 0.63086 | 504.2046 | 2.5036 | 500.5904 | 2.3623 | 500.5904 | 1.9728 | 500.5904 | 3.5856
| 500.8102 | 3.1757 | 500.8102 | 0.63086 | 504.4288 | 2.5107 | 500.8102 | 2.3955 | 500.8102 | 1.9849 | 500.8102 | 3.6121
| 501.0299 | 3.1966 | 501.0299 | 0.63086 | 504.653 | 2.5001 | 501.0299 | 2.4156 | 501.0299 | 2.0296 | 501.0299 | 3.7174
| 501.2497 | 3.2537 | 501.2497 | 0.63086 | 504.8773 | 2.4939 | 501.2497 | 2.4514 | 501.2497 | 2.0428 | 501.2497 | 3.7314
| 501.4694 | 3.2634 | 501.4694 | 0.63086 | 505.1015 | 2.5213 | 501.4694 | 2.4744 | 501.4694 | 2.0668 | 501.4694 | 3.7595
| 501.6892 | 3.3388 | 501.6892 | 0.63086 | 505.3258 | 2.5231 | 501.6892 | 2.5073 | 501.6892 | 2.0774 | 501.6892 | 3.922
| 501.909 | 3.3038 | 501.909 | 0.63086 | 505.55 | 2.5656 | 501.909 | 2.5312 | 501.909 | 2.0994 | 501.909 | 3.9023
| 502.1288 | 3.3671 | 502.1288 | 0.63086 | 505.7743 | 2.5549 | 502.1288 | 2.5735 | 502.1288 | 2.1468 | 502.1288 | 3.9528
| 502.3486 | 3.3509 | 502.3486 | 0.63086 | 505.9986 | 2.5913 | 502.3486 | 2.5953 | 502.3486 | 2.1572 | 502.3486 | 4.0728
| 502.5685 | 3.4549 | 502.5685 | 0.6624 | 506.2229 | 2.6072 | 502.5684 | 2.6236 | 502.5685 | 2.1785 | 502.5685 | 4.1575
| 502.7883 | 3.4411 | 502.7883 | 0.63086 | 506.4472 | 2.6143 | 502.7883 | 2.6262 | 502.7883 | 2.1958 | 502.7883 | 4.1556
| 503.0081 | 3.447 | 503.0081 | 0.6624 | 506.6715 | 2.5674 | 503.0081 | 2.6515 | 503.0081 | 2.2221 | 503.0081 | 4.1826
| 503.228 | 3.4668 | 503.228 | 0.63086 | 506.8958 | 2.5789 | 503.228 | 2.6571 | 503.228 | 2.2206 | 503.228 | 4.236
| 503.4478 | 3.517 | 503.4478 | 0.63086 | 507.1202 | 2.5833 | 503.4479 | 2.679 | 503.4478 | 2.2515 | 503.4478 | 4.3276
| 503.6677 | 3.5222 | 503.6677 | 0.63086 | 507.3446 | 2.6055 | 503.6677 | 2.6846 | 503.6677 | 2.2633 | 503.6677 | 4.316
| 503.8876 | 3.5489 | 503.8876 | 0.63086 | 507.5689 | 2.6099 | 503.8876 | 2.724 | 503.8876 | 2.2874 | 503.8876 | 4.4089
| 504.1075 | 3.5654 | 504.1075 | 0.63086 | 507.7933 | 2.6338 | 504.1075 | 2.7426 | 504.1075 | 2.3192 | 504.1075 | 4.4594
| 504.3274 | 3.56 | 504.3274 | 0.6624 | 508.0177 | 2.6533 | 504.3274 | 2.7802 | 504.3274 | 2.355 | 504.3274 | 4.5631
| 504.5474 | 3.6425 | 504.5474 | 0.6624 | 508.2422 | 2.6559 | 504.5474 | 2.7922 | 504.5474 | 2.3545 | 504.5474 | 4.5763
| 504.7673 | 3.6608 | 504.7673 | 0.6624 | 508.4666 | 2.6506 | 504.7673 | 2.8303 | 504.7673 | 2.3911 | 504.7673 | 4.6343
| 504.9872 | 3.7012 | 504.9872 | 0.63086 | 508.6911 | 2.6745 | 504.9872 | 2.8444 | 504.9872 | 2.4183 | 504.9872 | 4.644
| 505.2072 | 3.7486 | 505.2072 | 0.6624 | 508.9155 | 2.6453 | 505.2072 | 2.8835 | 505.2072 | 2.4418 | 505.2072 | 4.8197
| 505.4272 | 3.7737 | 505.4272 | 0.6624 | 509.14 | 2.6471 | 505.4271 | 2.9024 | 505.4272 | 2.48 | 505.4272 | 4.7871
| 505.6471 | 3.7834 | 505.6471 | 0.6624 | 509.3645 | 2.6125 | 505.6471 | 2.9328 | 505.6471 | 2.4956 | 505.6471 | 4.8826
| 505.8671 | 3.7832 | 505.8671 | 0.6624 | 509.589 | 2.6488 | 505.8671 | 2.9503 | 505.8671 | 2.5048 | 505.8671 | 4.9739
| 506.0871 | 3.8249 | 506.0871 | 0.6624 | 509.8135 | 2.6311 | 506.0871 | 2.9839 | 506.0871 | 2.5379 | 506.0871 | 5.0471
| 506.3071 | 3.8942 | 506.3071 | 0.6624 | 510.038 | 2.6497 | 506.3071 | 3.0036 | 506.3071 | 2.5581 | 506.3071 | 5.1139
| 506.5272 | 3.8804 | 506.5272 | 0.6624 | 510.2625 | 2.6559 | 506.5272 | 3.0341 | 506.5272 | 2.5985 | 506.5272 | 5.1925
| 506.7472 | 3.9076 | 506.7472 | 0.6624 | 510.4871 | 2.6471 | 506.7472 | 3.0507 | 506.7472 | 2.6352 | 506.7472 | 5.2348
| 506.9672 | 3.9692 | 506.9672 | 0.6624 | 510.7116 | 2.6426 | 506.9672 | 3.0916 | 506.9672 | 2.6503 | 506.9672 | 5.2587
| 507.1873 | 3.954 | 507.1873 | 0.6624 | 510.9362 | 2.6603 | 507.1873 | 3.1079 | 507.1873 | 2.677 | 507.1873 | 5.3422
| 507.4073 | 3.9718 | 507.4073 | 0.6624 | 511.1608 | 2.6471 | 507.4074 | 3.1443 | 507.4073 | 2.7302 | 507.4073 | 5.4616
| 507.6274 | 3.9955 | 507.6274 | 0.6624 | 511.3854 | 2.6506 | 507.6274 | 3.1649 | 507.6274 | 2.726 | 507.6274 | 5.5466
| 507.8475 | 4.0762 | 507.8475 | 0.69395 | 511.61 | 2.6621 | 507.8475 | 3.203 | 507.8475 | 2.7612 | 507.8475 | 5.547
| 508.0676 | 4.1143 | 508.0676 | 0.69395 | 511.8346 | 2.6675 | 508.0676 | 3.2249 | 508.0676 | 2.7906 | 508.0676 | 5.5957
| 508.2877 | 4.0921 | 508.2877 | 0.69395 | 512.0593 | 2.6541 | 508.2877 | 3.2643 | 508.2877 | 2.8245 | 508.2877 | 5.7206
| 508.5078 | 4.1112 | 508.5078 | 0.69395 | 512.2839 | 2.6656 | 508.5078 | 3.2894 | 508.5078 | 2.8599 | 508.5078 | 5.7846
| 508.7279 | 4.1874 | 508.7279 | 0.69395 | 512.5086 | 2.6887 | 508.7279 | 3.3253 | 508.7279 | 2.8728 | 508.7279 | 5.8755
| 508.9481 | 4.2144 | 508.9481 | 0.69395 | 512.7333 | 2.6639 | 508.9481 | 3.3492 | 508.9481 | 2.8991 | 508.9481 | 5.8913
| 509.1682 | 4.2545 | 509.1682 | 0.69395 | 512.958 | 2.6497 | 509.1682 | 3.3795 | 509.1682 | 2.9446 | 509.1682 | 5.9647
| 509.3884 | 4.2291 | 509.3884 | 0.69395 | 513.1827 | 2.6754 | 509.3884 | 3.3892 | 509.3884 | 2.9359 | 509.3884 | 6.0622
| 509.6086 | 4.271 | 509.6086 | 0.69395 | 513.4074 | 2.6736 | 509.6086 | 3.4167 | 509.6086 | 2.9634 | 509.6086 | 6.1026
| 509.8288 | 4.2394 | 509.8288 | 0.69395 | 513.6321 | 2.7011 | 509.8288 | 3.4252 | 509.8288 | 3.0061 | 509.8288 | 6.1596
| 510.049 | 4.3145 | 510.049 | 0.69395 | 513.8569 | 2.7055 | 510.0489 | 3.4546 | 510.049 | 3.0281 | 510.049 | 6.1839
| 510.2691 | 4.3589 | 510.2691 | 0.69395 | 514.0816 | 2.7117 | 510.2691 | 3.4661 | 510.2691 | 3.0389 | 510.2691 | 6.2234
| 510.4893 | 4.3917 | 510.4893 | 0.69395 | 514.3064 | 2.7126 | 510.4894 | 3.4901 | 510.4893 | 3.0619 | 510.4893 | 6.3012
| 510.7096 | 4.3542 | 510.7096 | 0.69395 | 514.5312 | 2.7391 | 510.7096 | 3.5004 | 510.7096 | 3.0944 | 510.7096 | 6.3592
| 510.9298 | 4.3828 | 510.9298 | 0.69395 | 514.756 | 2.7702 | 510.9298 | 3.5299 | 510.9298 | 3.1097 | 510.9298 | 6.4016
| 511.1501 | 4.3847 | 511.1501 | 0.69395 | 514.9808 | 2.795 | 511.1501 | 3.5438 | 511.1501 | 3.0907 | 511.1501 | 6.5229
| 511.3703 | 4.5038 | 511.3703 | 0.69395 | 515.2056 | 2.7843 | 511.3703 | 3.5749 | 511.3703 | 3.1549 | 511.3703 | 6.5661
| 511.5906 | 4.4508 | 511.5906 | 0.69395 | 515.4304 | 2.8251 | 511.5906 | 3.5851 | 511.5906 | 3.1426 | 511.5906 | 6.6121
| 511.8109 | 4.5174 | 511.8109 | 0.69395 | 515.6553 | 2.8207 | 511.8109 | 3.6255 | 511.8109 | 3.203 | 511.8109 | 6.708
| 512.0312 | 4.5531 | 512.0312 | 0.69395 | 515.8801 | 2.833 | 512.0312 | 3.639 | 512.0312 | 3.219 | 512.0312 | 6.7197
| 512.2515 | 4.5519 | 512.2515 | 0.69395 | 516.105 | 2.8552 | 512.2515 | 3.67 | 512.2515 | 3.279 | 512.2515 | 6.872
| 512.4718 | 4.5832 | 512.4718 | 0.69395 | 516.3299 | 2.8694 | 512.4718 | 3.6813 | 512.4718 | 3.2747 | 512.4718 | 6.8809
| 512.6921 | 4.6083 | 512.6921 | 0.69395 | 516.5548 | 2.8738 | 512.6921 | 3.7056 | 512.6921 | 3.2989 | 512.6921 | 7.0182
| 512.9124 | 4.6355 | 512.9124 | 0.69395 | 516.7797 | 2.8747 | 512.9124 | 3.7138 | 512.9124 | 3.2905 | 512.9124 | 6.9263
| 513.1328 | 4.6594 | 513.1328 | 0.69395 | 517.0046 | 2.8534 | 513.1328 | 3.7273 | 513.1328 | 3.3451 | 513.1328 | 7.119
| 513.3531 | 4.6722 | 513.3531 | 0.69395 | 517.2296 | 2.888 | 513.3532 | 3.7338 | 513.3531 | 3.3548 | 513.3531 | 7.1325
| 513.5735 | 4.6898 | 513.5735 | 0.69395 | 517.4545 | 2.8995 | 513.5735 | 3.7652 | 513.5735 | 3.374 | 513.5735 | 7.216
| 513.7939 | 4.721 | 513.7939 | 0.69395 | 517.6795 | 2.8906 | 513.7939 | 3.78 | 513.7939 | 3.3956 | 513.7939 | 7.2469
| 514.0143 | 4.7649 | 514.0143 | 0.69395 | 517.9045 | 2.849 | 514.0143 | 3.801 | 514.0143 | 3.4169 | 514.0143 | 7.2909
| 514.2347 | 4.7679 | 514.2347 | 0.69395 | 518.1295 | 2.8366 | 514.2347 | 3.813 | 514.2347 | 3.4241 | 514.2347 | 7.4531
| 514.4551 | 4.8021 | 514.4551 | 0.69395 | 518.3545 | 2.8357 | 514.4551 | 3.8379 | 514.4551 | 3.4422 | 514.4551 | 7.4895
| 514.6755 | 4.7394 | 514.6755 | 0.69395 | 518.5795 | 2.8481 | 514.6755 | 3.8466 | 514.6755 | 3.4757 | 514.6755 | 7.5115
| 514.8959 | 4.884 | 514.8959 | 0.69395 | 518.8045 | 2.8401 | 514.8959 | 3.8788 | 514.8959 | 3.5175 | 514.8959 | 7.5885
| 515.1164 | 4.8674 | 515.1164 | 0.69395 | 519.0295 | 2.8463 | 515.1164 | 3.8844 | 515.1164 | 3.4951 | 515.1164 | 7.6351
| 515.3369 | 4.8999 | 515.3369 | 0.69395 | 519.2546 | 2.8392 | 515.3369 | 3.9162 | 515.3369 | 3.5564 | 515.3369 | 7.7458
| 515.5573 | 4.9003 | 515.5573 | 0.69395 | 519.4797 | 2.8313 | 515.5573 | 3.926 | 515.5573 | 3.5505 | 515.5573 | 7.7999
| 515.7778 | 4.9725 | 515.7778 | 0.69395 | 519.7047 | 2.8224 | 515.7778 | 3.9558 | 515.7778 | 3.6101 | 515.7778 | 7.7909
| 515.9982 | 4.9801 | 515.9982 | 0.72549 | 519.9298 | 2.8242 | 515.9982 | 3.9709 | 515.9982 | 3.6203 | 515.9982 | 7.8905
| 516.2188 | 5.0458 | 516.2188 | 0.69395 | 520.1549 | 2.8481 | 516.2188 | 3.9954 | 516.2188 | 3.637 | 516.2188 | 8.0202
| 516.4393 | 5.0723 | 516.4393 | 0.72549 | 520.38 | 2.8534 | 516.4393 | 4.0026 | 516.4393 | 3.652 | 516.4393 | 8.0567
| 516.6598 | 5.0803 | 516.6598 | 0.72549 | 520.6052 | 2.8357 | 516.6598 | 4.036 | 516.6598 | 3.6764 | 516.6598 | 8.2149
| 516.8803 | 5.0363 | 516.8803 | 0.69395 | 520.8303 | 2.8171 | 516.8803 | 4.0372 | 516.8803 | 3.7094 | 516.8803 | 8.1724
| 517.1008 | 5.1135 | 517.1008 | 0.69395 | 521.0555 | 2.841 | 517.1008 | 4.0705 | 517.1008 | 3.717 | 517.1008 | 8.237
| 517.3214 | 5.1837 | 517.3214 | 0.69395 | 521.2807 | 2.8729 | 517.3214 | 4.0785 | 517.3214 | 3.7391 | 517.3214 | 8.3233
| 517.5419 | 5.1725 | 517.5419 | 0.72549 | 521.5058 | 2.8897 | 517.5419 | 4.1079 | 517.5419 | 3.7638 | 517.5419 | 8.4447
| 517.7625 | 5.1395 | 517.7625 | 0.72549 | 521.731 | 2.8906 | 517.7625 | 4.1097 | 517.7625 | 3.7678 | 517.7625 | 8.4665
| 517.9831 | 5.2397 | 517.9831 | 0.72549 | 521.9562 | 2.9154 | 517.9831 | 4.1408 | 517.9831 | 3.8066 | 517.9831 | 8.4961
| 518.2037 | 5.2493 | 518.2037 | 0.72549 | 522.1815 | 2.9376 | 518.2037 | 4.171 | 518.2037 | 3.8408 | 518.2037 | 8.5881
| 518.4243 | 5.3013 | 518.4243 | 0.72549 | 522.4067 | 2.9694 | 518.4243 | 4.1795 | 518.4243 | 3.8524 | 518.4243 | 8.6766
| 518.6449 | 5.3252 | 518.6449 | 0.72549 | 522.6319 | 2.9933 | 518.6449 | 4.2143 | 518.6449 | 3.9089 | 518.6449 | 8.7565
| 518.8655 | 5.3151 | 518.8655 | 0.72549 | 522.8572 | 3.0172 | 518.8655 | 4.2176 | 518.8655 | 3.932 | 518.8655 | 8.802
| 519.0862 | 5.4136 | 519.0862 | 0.72549 | 523.0825 | 3.0146 | 519.0862 | 4.2542 | 519.0862 | 3.9272 | 519.0862 | 8.9254
| 519.3068 | 5.4081 | 519.3068 | 0.72549 | 523.3077 | 2.9907 | 519.3068 | 4.2522 | 519.3068 | 3.934 | 519.3068 | 8.9765
| 519.5275 | 5.4076 | 519.5275 | 0.72549 | 523.533 | 2.9561 | 519.5275 | 4.262 | 519.5275 | 3.9619 | 519.5275 | 8.9678
| 519.7481 | 5.4402 | 519.7481 | 0.72549 | 523.7583 | 2.9243 | 519.7481 | 4.2477 | 519.7481 | 3.9476 | 519.7481 | 8.9958
| 519.9688 | 5.4517 | 519.9688 | 0.72549 | 523.9837 | 2.8986 | 519.9688 | 4.2563 | 519.9688 | 3.9452 | 519.9688 | 9.0113
| 520.1895 | 5.4127 | 520.1895 | 0.72549 | 524.209 | 2.9021 | 520.1895 | 4.2489 | 520.1895 | 3.9384 | 520.1895 | 8.9987
| 520.4102 | 5.4059 | 520.4102 | 0.72549 | 524.4344 | 2.9127 | 520.4102 | 4.265 | 520.4102 | 4.0028 | 520.4102 | 9.0371
| 520.6309 | 5.4294 | 520.6309 | 0.72549 | 524.6597 | 2.9305 | 520.6309 | 4.2777 | 520.6309 | 4.0379 | 520.6309 | 9.1108
| 520.8516 | 5.4664 | 520.8516 | 0.72549 | 524.8851 | 2.9446 | 520.8516 | 4.3082 | 520.8516 | 4.0286 | 520.8516 | 9.1728
| 521.0723 | 5.5247 | 521.0723 | 0.72549 | 525.1105 | 2.9544 | 521.0723 | 4.3118 | 521.0723 | 4.0255 | 521.0723 | 9.2039
| 521.2931 | 5.5316 | 521.2931 | 0.72549 | 525.3359 | 2.9455 | 521.2931 | 4.3362 | 521.2931 | 4.0637 | 521.2931 | 9.27
| 521.5139 | 5.4936 | 521.5139 | 0.72549 | 525.5613 | 2.934 | 521.5139 | 4.3376 | 521.5139 | 4.0679 | 521.5139 | 9.2943
| 521.7346 | 5.6274 | 521.7346 | 0.72549 | 525.7867 | 2.9242 | 521.7346 | 4.355 | 521.7346 | 4.0373 | 521.7346 | 9.3874
| 521.9554 | 5.5524 | 521.9554 | 0.72549 | 526.0122 | 2.9225 | 521.9554 | 4.3573 | 521.9554 | 4.0955 | 521.9554 | 9.4191
| 522.1761 | 5.5431 | 522.1761 | 0.72549 | 526.2376 | 2.9252 | 522.1762 | 4.3789 | 522.1761 | 4.1093 | 522.1761 | 9.4878
| 522.397 | 5.5914 | 522.397 | 0.72549 | 526.4631 | 2.9455 | 522.397 | 4.3709 | 522.397 | 4.1009 | 522.397 | 9.4517
| 522.6177 | 5.5978 | 522.6177 | 0.72549 | 526.6885 | 2.9747 | 522.6177 | 4.3947 | 522.6177 | 4.1476 | 522.6177 | 9.4616
| 522.8386 | 5.6277 | 522.8386 | 0.72549 | 526.914 | 2.9827 | 522.8386 | 4.3906 | 522.8386 | 4.1468 | 522.8386 | 9.4231
| 523.0594 | 5.6564 | 523.0594 | 0.72549 | 527.1395 | 2.996 | 523.0594 | 4.4067 | 523.0594 | 4.1773 | 523.0594 | 9.5466
| 523.2803 | 5.6605 | 523.2803 | 0.72549 | 527.365 | 3.0013 | 523.2803 | 4.4092 | 523.2803 | 4.1556 | 523.2803 | 9.5514
| 523.5011 | 5.6172 | 523.5011 | 0.72549 | 527.5906 | 3.0057 | 523.5011 | 4.4387 | 523.5011 | 4.2102 | 523.5011 | 9.6367
| 523.722 | 5.7249 | 523.722 | 0.72549 | 527.8161 | 3.019 | 523.722 | 4.4351 | 523.722 | 4.1951 | 523.722 | 9.6728
| 523.9428 | 5.6682 | 523.9428 | 0.72549 | 528.0417 | 3.0323 | 523.9428 | 4.4471 | 523.9428 | 4.2087 | 523.9428 | 9.6904
| 524.1637 | 5.6551 | 524.1637 | 0.72549 | 528.2672 | 3.0279 | 524.1637 | 4.44 | 524.1637 | 4.2138 | 524.1637 | 9.6938
| 524.3846 | 5.7348 | 524.3846 | 0.72549 | 528.4928 | 3.0181 | 524.3846 | 4.454 | 524.3846 | 4.2144 | 524.3846 | 9.7203
| 524.6055 | 5.6865 | 524.6055 | 0.72549 | 528.7184 | 3.0066 | 524.6055 | 4.4359 | 524.6055 | 4.1953 | 524.6055 | 9.702
| 524.8264 | 5.7183 | 524.8264 | 0.72549 | 528.944 | 3.004 | 524.8264 | 4.4521 | 524.8264 | 4.2294 | 524.8264 | 9.728
| 525.0474 | 5.7143 | 525.0474 | 0.72549 | 529.1696 | 2.9924 | 525.0474 | 4.47 | 525.0474 | 4.2383 | 525.0474 | 9.7246
| 525.2682 | 5.7906 | 525.2682 | 0.72549 | 529.3952 | 2.9924 | 525.2682 | 4.5088 | 525.2682 | 4.2935 | 525.2682 | 9.8725
| 525.4892 | 5.7776 | 525.4892 | 0.72549 | 529.6209 | 2.996 | 525.4892 | 4.5183 | 525.4892 | 4.2883 | 525.4892 | 9.8906
| 525.7101 | 5.8113 | 525.7101 | 0.72549 | 529.8465 | 2.9889 | 525.7101 | 4.5448 | 525.7101 | 4.3102 | 525.7101 | 9.8917
| 525.9312 | 5.8099 | 525.9312 | 0.72549 | 530.0722 | 2.9827 | 525.9312 | 4.5503 | 525.9312 | 4.3154 | 525.9312 | 9.9581
| 526.1521 | 5.8634 | 526.1521 | 0.72549 | 530.2979 | 2.988 | 526.1521 | 4.5754 | 526.1521 | 4.3496 | 526.1521 | 10.0145
| 526.3731 | 5.795 | 526.3731 | 0.72549 | 530.5236 | 3.0004 | 526.3731 | 4.5657 | 526.3731 | 4.326 | 526.3731 | 9.9539
| 526.5941 | 5.8796 | 526.5941 | 0.72549 | 530.7493 | 3.0314 | 526.5941 | 4.5844 | 526.5941 | 4.3687 | 526.5941 | 10.025
| 526.8151 | 5.8309 | 526.8151 | 0.72549 | 530.975 | 3.0429 | 526.8151 | 4.574 | 526.8151 | 4.3542 | 526.8151 | 10.1004
| 527.0361 | 5.8298 | 527.0361 | 0.72549 | 531.2007 | 3.0403 | 527.0361 | 4.595 | 527.0361 | 4.3945 | 527.0361 | 10.0664
| 527.2571 | 5.8771 | 527.2571 | 0.72549 | 531.4264 | 3.035 | 527.2571 | 4.5873 | 527.2571 | 4.3918 | 527.2571 | 10.096
| 527.4782 | 5.8925 | 527.4782 | 0.72549 | 531.6522 | 3.0509 | 527.4782 | 4.6107 | 527.4782 | 4.3999 | 527.4782 | 10.1473
| 527.6992 | 5.8698 | 527.6992 | 0.72549 | 531.878 | 3.0748 | 527.6992 | 4.608 | 527.6992 | 4.3933 | 527.6992 | 10.1021
| 527.9203 | 5.9148 | 527.9203 | 0.72549 | 532.1037 | 3.0925 | 527.9203 | 4.6378 | 527.9203 | 4.4245 | 527.9203 | 10.2451
| 528.1414 | 5.8802 | 528.1414 | 0.72549 | 532.3295 | 3.1076 | 528.1414 | 4.6381 | 528.1414 | 4.4077 | 528.1414 | 10.159
| 528.3624 | 6.0036 | 528.3624 | 0.72549 | 532.5553 | 3.1244 | 528.3624 | 4.6698 | 528.3624 | 4.4728 | 528.3624 | 10.1873
| 528.5836 | 5.9731 | 528.5836 | 0.72549 | 532.7812 | 3.1235 | 528.5836 | 4.6708 | 528.5836 | 4.4494 | 528.5836 | 10.2945
| 528.8046 | 6.0089 | 528.8046 | 0.72549 | 533.007 | 3.1235 | 528.8046 | 4.693 | 528.8046 | 4.4743 | 528.8046 | 10.3228
| 529.0258 | 6.0577 | 529.0258 | 0.75703 | 533.2328 | 3.1129 | 529.0258 | 4.6996 | 529.0258 | 4.4609 | 529.0258 | 10.2845
| 529.2469 | 6.0786 | 529.2469 | 0.75703 | 533.4587 | 3.1147 | 529.2469 | 4.7277 | 529.2469 | 4.5106 | 529.2469 | 10.364
| 529.468 | 6.0988 | 529.468 | 0.72549 | 533.6845 | 3.1218 | 529.468 | 4.7419 | 529.468 | 4.5328 | 529.468 | 10.3881
| 529.6891 | 6.1581 | 529.6891 | 0.75703 | 533.9104 | 3.1271 | 529.6892 | 4.7788 | 529.6891 | 4.589 | 529.6891 | 10.4678
| 529.9103 | 6.108 | 529.9103 | 0.75703 | 534.1363 | 3.1005 | 529.9103 | 4.7904 | 529.9103 | 4.6062 | 529.9103 | 10.5159
| 530.1315 | 6.1873 | 530.1315 | 0.75703 | 534.3622 | 3.0837 | 530.1315 | 4.8248 | 530.1315 | 4.6499 | 530.1315 | 10.6506
| 530.3527 | 6.151 | 530.3527 | 0.75703 | 534.5882 | 3.0615 | 530.3527 | 4.8296 | 530.3527 | 4.6379 | 530.3527 | 10.6512
| 530.5739 | 6.1895 | 530.5739 | 0.75703 | 534.8141 | 3.0659 | 530.5738 | 4.8714 | 530.5739 | 4.6708 | 530.5739 | 10.6708
| 530.795 | 6.1994 | 530.795 | 0.75703 | 535.04 | 3.0606 | 530.795 | 4.8698 | 530.795 | 4.6714 | 530.795 | 10.7122
| 531.0162 | 6.3167 | 531.0162 | 0.75703 | 535.266 | 3.0544 | 531.0162 | 4.8848 | 531.0162 | 4.6651 | 531.0162 | 10.6852
| 531.2375 | 6.2628 | 531.2375 | 0.75703 | 535.4919 | 3.0465 | 531.2375 | 4.8787 | 531.2375 | 4.7065 | 531.2375 | 10.8238
| 531.4587 | 6.2659 | 531.4587 | 0.75703 | 535.7179 | 3.0615 | 531.4587 | 4.9055 | 531.4587 | 4.6922 | 531.4587 | 10.7397
| 531.6799 | 6.2726 | 531.6799 | 0.75703 | 535.9439 | 3.0447 | 531.6799 | 4.8979 | 531.6799 | 4.6954 | 531.6799 | 10.7964
| 531.9012 | 6.3351 | 531.9012 | 0.75703 | 536.1699 | 3.0491 | 531.9012 | 4.9161 | 531.9012 | 4.7034 | 531.9012 | 10.8629
| 532.1225 | 6.255 | 532.1225 | 0.75703 | 536.3959 | 3.0527 | 532.1225 | 4.9031 | 532.1225 | 4.7074 | 532.1225 | 10.7569
| 532.3438 | 6.342 | 532.3438 | 0.75703 | 536.622 | 3.0544 | 532.3438 | 4.9257 | 532.3438 | 4.7117 | 532.3438 | 10.8733
| 532.565 | 6.3159 | 532.565 | 0.75703 | 536.848 | 3.0527 | 532.565 | 4.9193 | 532.565 | 4.7581 | 532.565 | 10.8418
| 532.7863 | 6.3603 | 532.7863 | 0.75703 | 537.0741 | 3.0438 | 532.7863 | 4.9336 | 532.7863 | 4.7743 | 532.7863 | 10.8929
| 533.0076 | 6.3372 | 533.0076 | 0.75703 | 537.3001 | 3.0421 | 533.0076 | 4.9178 | 533.0076 | 4.7424 | 533.0076 | 10.8452
| 533.2289 | 6.4184 | 533.2289 | 0.78858 | 537.5262 | 3.0518 | 533.2289 | 4.9348 | 533.2289 | 4.756 | 533.2289 | 10.9309
| 533.4503 | 6.4253 | 533.4503 | 0.75703 | 537.7523 | 3.0598 | 533.4503 | 4.9217 | 533.4503 | 4.7568 | 533.4503 | 10.8455
| 533.6716 | 6.3588 | 533.6716 | 0.78858 | 537.9784 | 3.081 | 533.6716 | 4.9412 | 533.6716 | 4.7436 | 533.6716 | 10.9333
| 533.8929 | 6.4341 | 533.8929 | 0.75703 | 538.2045 | 3.0659 | 533.8929 | 4.936 | 533.8929 | 4.7401 | 533.8929 | 10.8757
| 534.1143 | 6.4299 | 534.1143 | 0.78858 | 538.4307 | 3.0651 | 534.1143 | 4.9552 | 534.1143 | 4.7628 | 534.1143 | 11.0106
| 534.3357 | 6.4255 | 534.3357 | 0.78858 | 538.6568 | 3.0757 | 534.3357 | 4.9443 | 534.3357 | 4.7695 | 534.3357 | 10.957
| 534.5571 | 6.4462 | 534.5571 | 0.78858 | 538.883 | 3.089 | 534.5571 | 4.9646 | 534.5571 | 4.7857 | 534.5571 | 11.0346
| 534.7784 | 6.4313 | 534.7784 | 0.78858 | 539.1091 | 3.0872 | 534.7784 | 4.9509 | 534.7784 | 4.7797 | 534.7784 | 10.9749
| 534.9998 | 6.4792 | 534.9998 | 0.78858 | 539.3353 | 3.0978 | 534.9998 | 4.9654 | 534.9998 | 4.7757 | 534.9998 | 10.9806
| 535.2213 | 6.4762 | 535.2213 | 0.78858 | 539.5615 | 3.0925 | 535.2213 | 4.96 | 535.2213 | 4.7718 | 535.2213 | 11.0739
| 535.4427 | 6.4903 | 535.4427 | 0.78858 | 539.7877 | 3.0987 | 535.4427 | 4.9736 | 535.4427 | 4.7855 | 535.4427 | 11.0762
| 535.6641 | 6.4939 | 535.6641 | 0.78858 | 540.0139 | 3.1129 | 535.6641 | 4.9645 | 535.6641 | 4.7752 | 535.6641 | 10.9948
| 535.8856 | 6.5328 | 535.8856 | 0.78858 | 540.2402 | 3.1457 | 535.8856 | 4.9714 | 535.8856 | 4.8136 | 535.8856 | 11.1271
| 536.107 | 6.4495 | 536.107 | 0.78858 | 540.4664 | 3.1607 | 536.107 | 4.9666 | 536.107 | 4.8175 | 536.107 | 11.0889
| 536.3284 | 6.5466 | 536.3284 | 0.78858 | 540.6927 | 3.197 | 536.3284 | 4.979 | 536.3284 | 4.8279 | 536.3284 | 11.0656
| 536.5499 | 6.5424 | 536.5499 | 0.78858 | 540.9189 | 3.1775 | 536.5499 | 4.9648 | 536.5499 | 4.8078 | 536.5499 | 11.0294
| 536.7714 | 6.6068 | 536.7714 | 0.78858 | 541.1452 | 3.1953 | 536.7714 | 4.9803 | 536.7714 | 4.8429 | 536.7714 | 11.1075
| 536.9929 | 6.5186 | 536.9929 | 0.78858 | 541.3715 | 3.1917 | 536.9929 | 4.9602 | 536.9929 | 4.7908 | 536.9929 | 11.012
| 537.2144 | 6.5788 | 537.2144 | 0.78858 | 541.5978 | 3.2192 | 537.2144 | 4.9769 | 537.2144 | 4.8338 | 537.2144 | 11.0951
| 537.4359 | 6.5706 | 537.4359 | 0.78858 | 541.8241 | 3.2085 | 537.4359 | 4.9528 | 537.4359 | 4.7942 | 537.4359 | 11.1274
| 537.6575 | 6.6163 | 537.6575 | 0.78858 | 542.0505 | 3.2307 | 537.6575 | 4.9716 | 537.6575 | 4.8436 | 537.6575 | 11.0762
| 537.879 | 6.6065 | 537.879 | 0.78858 | 542.2768 | 3.2386 | 537.879 | 4.9574 | 537.879 | 4.8163 | 537.879 | 11.0829
| 538.1005 | 6.6265 | 538.1005 | 0.78858 | 542.5032 | 3.2599 | 538.1005 | 4.9707 | 538.1005 | 4.8297 | 538.1005 | 11.1451
| 538.3221 | 6.5816 | 538.3221 | 0.78858 | 542.7295 | 3.2431 | 538.3221 | 4.9513 | 538.3221 | 4.8175 | 538.3221 | 11.0743
| 538.5436 | 6.6775 | 538.5436 | 0.78858 | 542.9559 | 3.2626 | 538.5436 | 4.9649 | 538.5436 | 4.8231 | 538.5436 | 11.1767
| 538.7653 | 6.5718 | 538.7653 | 0.78858 | 543.1823 | 3.2626 | 538.7653 | 4.9543 | 538.7653 | 4.8266 | 538.7653 | 11.1374
| 538.9868 | 6.7123 | 538.9868 | 0.78858 | 543.4087 | 3.2564 | 538.9868 | 4.9674 | 538.9868 | 4.8287 | 538.9868 | 11.1828
| 539.2084 | 6.6464 | 539.2084 | 0.78858 | 543.6351 | 3.2564 | 539.2084 | 4.9519 | 539.2084 | 4.8234 | 539.2084 | 11.166
| 539.4301 | 6.7207 | 539.4301 | 0.78858 | 543.8616 | 3.2582 | 539.4301 | 4.9701 | 539.4301 | 4.8047 | 539.4301 | 11.1766
| 539.6517 | 6.7352 | 539.6517 | 0.78858 | 544.088 | 3.2643 | 539.6517 | 4.9588 | 539.6517 | 4.8156 | 539.6517 | 11.1115
| 539.8733 | 6.7023 | 539.8733 | 0.78858 | 544.3144 | 3.2971 | 539.8733 | 4.967 | 539.8733 | 4.8174 | 539.8733 | 11.2154
| 540.0949 | 6.6943 | 540.0949 | 0.78858 | 544.5409 | 3.2865 | 540.0949 | 4.9552 | 540.0949 | 4.818 | 540.0949 | 11.1728
| 540.3166 | 6.7302 | 540.3166 | 0.78858 | 544.7674 | 3.298 | 540.3166 | 4.9761 | 540.3166 | 4.8434 | 540.3166 | 11.2712
| 540.5382 | 6.7296 | 540.5382 | 0.78858 | 544.9939 | 3.2882 | 540.5382 | 4.9625 | 540.5382 | 4.8649 | 540.5382 | 11.2241
| 540.7599 | 6.8039 | 540.7599 | 0.78858 | 545.2204 | 3.3077 | 540.7599 | 4.9793 | 540.7599 | 4.8445 | 540.7599 | 11.2778
| 540.9816 | 6.7985 | 540.9816 | 0.78858 | 545.4469 | 3.3068 | 540.9816 | 4.9678 | 540.9816 | 4.8744 | 540.9816 | 11.3168
| 541.2032 | 6.8343 | 541.2032 | 0.78858 | 545.6734 | 3.3077 | 541.2033 | 4.9857 | 541.2032 | 4.8819 | 541.2032 | 11.3005
| 541.425 | 6.8725 | 541.425 | 0.78858 | 545.9 | 3.2989 | 541.425 | 4.98 | 541.425 | 4.8648 | 541.425 | 11.3457
| 541.6467 | 6.8941 | 541.6467 | 0.78858 | 546.1265 | 3.3245 | 541.6467 | 4.9938 | 541.6467 | 4.8831 | 541.6467 | 11.4027
| 541.8684 | 6.8487 | 541.8684 | 0.78858 | 546.3531 | 3.3272 | 541.8684 | 4.9884 | 541.8684 | 4.862 | 541.8684 | 11.3341
| 542.0901 | 6.9808 | 542.0901 | 0.82012 | 546.5797 | 3.3414 | 542.0901 | 5.0081 | 542.0901 | 4.8917 | 542.0901 | 11.3735
| 542.3119 | 6.9326 | 542.3119 | 0.78858 | 546.8063 | 3.3343 | 542.3119 | 5.002 | 542.3119 | 4.908 | 542.3119 | 11.4056
| 542.5336 | 6.9943 | 542.5336 | 0.78858 | 547.0329 | 3.3281 | 542.5336 | 5.0095 | 542.5336 | 4.9039 | 542.5336 | 11.4129
| 542.7554 | 7.0119 | 542.7554 | 0.82012 | 547.2595 | 3.329 | 542.7554 | 5.0123 | 542.7554 | 4.9183 | 542.7554 | 11.39
| 542.9772 | 7.0572 | 542.9772 | 0.82012 | 547.4861 | 3.3148 | 542.9772 | 5.0283 | 542.9772 | 4.9124 | 542.9772 | 11.5526
| 543.199 | 7.0074 | 543.199 | 0.82012 | 547.7128 | 3.2936 | 543.199 | 5.0129 | 543.199 | 4.9165 | 543.199 | 11.4757
| 543.4208 | 7.0391 | 543.4208 | 0.82012 | 547.9394 | 3.3042 | 543.4208 | 5.0329 | 543.4208 | 4.9312 | 543.4208 | 11.4748
| 543.6426 | 7.0323 | 543.6426 | 0.82012 | 548.1661 | 3.298 | 543.6426 | 5.0172 | 543.6426 | 4.9155 | 543.6426 | 11.4449
| 543.8644 | 7.1067 | 543.8644 | 0.82012 | 548.3928 | 3.2953 | 543.8644 | 5.0346 | 543.8644 | 4.9398 | 543.8644 | 11.5152
| 544.0862 | 7.0822 | 544.0862 | 0.82012 | 548.6195 | 3.2812 | 544.0862 | 5.0262 | 544.0862 | 4.934 | 544.0862 | 11.5064
| 544.308 | 7.0813 | 544.308 | 0.82012 | 548.8461 | 3.2732 | 544.308 | 5.0368 | 544.308 | 4.9595 | 544.308 | 11.5267
| 544.5299 | 7.0896 | 544.5299 | 0.82012 | 549.0729 | 3.2758 | 544.5299 | 5.0188 | 544.5299 | 4.9451 | 544.5299 | 11.5443
| 544.7518 | 7.182 | 544.7518 | 0.82012 | 549.2996 | 3.2794 | 544.7518 | 5.0411 | 544.7518 | 4.9492 | 544.7518 | 11.5234
| 544.9736 | 7.1371 | 544.9736 | 0.82012 | 549.5263 | 3.2741 | 544.9736 | 5.018 | 544.9736 | 4.9598 | 544.9736 | 11.5022
| 545.1956 | 7.233 | 545.1956 | 0.82012 | 549.7531 | 3.2873 | 545.1956 | 5.0393 | 545.1956 | 4.9711 | 545.1956 | 11.4991
| 545.4174 | 7.2223 | 545.4174 | 0.82012 | 549.9799 | 3.2945 | 545.4174 | 5.033 | 545.4174 | 4.9603 | 545.4174 | 11.5736
| 545.6393 | 7.2088 | 545.6393 | 0.82012 | 550.2066 | 3.3245 | 545.6393 | 5.0358 | 545.6393 | 4.9665 | 545.6393 | 11.5813
| 545.8613 | 7.2123 | 545.8613 | 0.82012 | 550.4334 | 3.3254 | 545.8613 | 5.012 | 545.8613 | 4.9337 | 545.8613 | 11.5413
| 546.0832 | 7.2439 | 546.0832 | 0.82012 | 550.6602 | 3.329 | 546.0832 | 5.0125 | 546.0832 | 4.9473 | 546.0832 | 11.5038
| 546.3051 | 7.2519 | 546.3051 | 0.82012 | 550.887 | 3.3325 | 546.3051 | 4.9907 | 546.3051 | 4.9316 | 546.3051 | 11.4825
| 546.527 | 7.2099 | 546.527 | 0.82012 | 551.1138 | 3.3423 | 546.527 | 4.9862 | 546.527 | 4.9306 | 546.527 | 11.6131
| 546.749 | 7.1361 | 546.749 | 0.82012 | 551.3407 | 3.3396 | 546.749 | 4.9638 | 546.749 | 4.9192 | 546.749 | 11.481
| 546.9709 | 7.1862 | 546.9709 | 0.82012 | 551.5675 | 3.3352 | 546.971 | 4.9787 | 546.9709 | 4.9036 | 546.9709 | 11.5362
| 547.1929 | 7.2391 | 547.1929 | 0.82012 | 551.7944 | 3.3467 | 547.1929 | 4.9671 | 547.1929 | 4.9258 | 547.1929 | 11.4856
| 547.4149 | 7.2896 | 547.4149 | 0.82012 | 552.0213 | 3.3591 | 547.4149 | 4.9824 | 547.4149 | 4.9302 | 547.4149 | 11.5747
| 547.6369 | 7.2335 | 547.6369 | 0.82012 | 552.2482 | 3.3706 | 547.6369 | 4.9695 | 547.6369 | 4.9352 | 547.6369 | 11.3996
| 547.8589 | 7.2957 | 547.8589 | 0.82012 | 552.4751 | 3.3883 | 547.8589 | 4.9813 | 547.8589 | 4.9397 | 547.8589 | 11.4687
| 548.0809 | 7.2754 | 548.0809 | 0.82012 | 552.702 | 3.3954 | 548.0809 | 4.9646 | 548.0809 | 4.8933 | 548.0809 | 11.3978
| 548.303 | 7.3588 | 548.303 | 0.85166 | 552.9289 | 3.3972 | 548.303 | 4.9899 | 548.303 | 4.9395 | 548.303 | 11.5174
| 548.525 | 7.2702 | 548.525 | 0.85166 | 553.1558 | 3.4007 | 548.525 | 4.9717 | 548.525 | 4.9572 | 548.525 | 11.4654
| 548.7471 | 7.4021 | 548.7471 | 0.85166 | 553.3828 | 3.3883 | 548.7471 | 4.9868 | 548.7471 | 4.9375 | 548.7471 | 11.5068
| 548.9691 | 7.3364 | 548.9691 | 0.85166 | 553.6097 | 3.3795 | 548.9691 | 4.9669 | 548.9691 | 4.907 | 548.9691 | 11.4633
| 549.1912 | 7.372 | 549.1912 | 0.85166 | 553.8367 | 3.3883 | 549.1912 | 4.9831 | 549.1912 | 4.9416 | 549.1912 | 11.491
| 549.4133 | 7.3291 | 549.4133 | 0.85166 | 554.0637 | 3.4034 | 549.4133 | 4.97 | 549.4133 | 4.9392 | 549.4133 | 11.4665
| 549.6353 | 7.4089 | 549.6353 | 0.85166 | 554.2907 | 3.4184 | 549.6353 | 4.9882 | 549.6353 | 4.9676 | 549.6353 | 11.4799
| 549.8574 | 7.3056 | 549.8574 | 0.85166 | 554.5177 | 3.4193 | 549.8574 | 4.9699 | 549.8574 | 4.9481 | 549.8574 | 11.4301
| 550.0795 | 7.408 | 550.0795 | 0.85166 | 554.7447 | 3.4273 | 550.0795 | 4.986 | 550.0795 | 4.9522 | 550.0795 | 11.5052
| 550.3016 | 7.4197 | 550.3016 | 0.85166 | 554.9718 | 3.4415 | 550.3016 | 4.9746 | 550.3016 | 4.9663 | 550.3016 | 11.3895
| 550.5238 | 7.463 | 550.5238 | 0.85166 | 555.1988 | 3.4424 | 550.5238 | 4.996 | 550.5238 | 4.9557 | 550.5238 | 11.5513
| 550.7459 | 7.4092 | 550.7459 | 0.85166 | 555.4259 | 3.4361 | 550.7459 | 4.9759 | 550.7459 | 4.9693 | 550.7459 | 11.4503
| 550.9681 | 7.5233 | 550.9681 | 0.85166 | 555.6529 | 3.422 | 550.9681 | 5.0029 | 550.9681 | 5.0022 | 550.9681 | 11.5076
| 551.1902 | 7.445 | 551.1902 | 0.85166 | 555.88 | 3.4105 | 551.1902 | 4.9979 | 551.1902 | 4.9702 | 551.1902 | 11.4235
| 551.4124 | 7.5113 | 551.4124 | 0.8832 | 556.1071 | 3.4025 | 551.4124 | 5.0153 | 551.4124 | 4.9809 | 551.4124 | 11.5464
| 551.6346 | 7.5447 | 551.6346 | 0.85166 | 556.3342 | 3.3963 | 551.6346 | 5.0161 | 551.6346 | 5.0114 | 551.6346 | 11.526
| 551.8568 | 7.6448 | 551.8568 | 0.8832 | 556.5613 | 3.3927 | 551.8568 | 5.0378 | 551.8568 | 5.0326 | 551.8568 | 11.5872
| 552.079 | 7.6004 | 552.079 | 0.8832 | 556.7885 | 3.3927 | 552.079 | 5.0336 | 552.079 | 5.0218 | 552.079 | 11.6034
| 552.3012 | 7.6195 | 552.3012 | 0.8832 | 557.0156 | 3.3892 | 552.3012 | 5.0547 | 552.3012 | 5.0488 | 552.3012 | 11.6593
| 552.5234 | 7.6384 | 552.5234 | 0.8832 | 557.2428 | 3.391 | 552.5234 | 5.0476 | 552.5234 | 5.038 | 552.5234 | 11.6417
| 552.7457 | 7.7635 | 552.7457 | 0.8832 | 557.4699 | 3.3821 | 552.7457 | 5.0706 | 552.7457 | 5.0624 | 552.7457 | 11.6465
| 552.9679 | 7.6901 | 552.9679 | 0.8832 | 557.6971 | 3.3812 | 552.9679 | 5.0568 | 552.9679 | 5.0508 | 552.9679 | 11.6488
| 553.1902 | 7.7446 | 553.1902 | 0.8832 | 557.9243 | 3.3812 | 553.1902 | 5.0673 | 553.1902 | 5.0788 | 553.1902 | 11.6417
| 553.4124 | 7.6826 | 553.4124 | 0.8832 | 558.1515 | 3.3795 | 553.4124 | 5.0543 | 553.4124 | 5.0825 | 553.4124 | 11.6394
| 553.6347 | 7.714 | 553.6347 | 0.8832 | 558.3787 | 3.3617 | 553.6347 | 5.0714 | 553.6347 | 5.0672 | 553.6347 | 11.6548
| 553.857 | 7.7481 | 553.857 | 0.8832 | 558.606 | 3.3617 | 553.857 | 5.0474 | 553.857 | 5.0751 | 553.857 | 11.6757
| 554.0793 | 7.8384 | 554.0793 | 0.8832 | 558.8332 | 3.3591 | 554.0793 | 5.075 | 554.0793 | 5.0955 | 554.0793 | 11.6497
| 554.3016 | 7.8476 | 554.3016 | 0.8832 | 559.0604 | 3.3617 | 554.3016 | 5.0535 | 554.3016 | 5.0512 | 554.3016 | 11.5599
| 554.5239 | 7.8411 | 554.5239 | 0.91475 | 559.2877 | 3.36 | 554.5239 | 5.0743 | 554.5239 | 5.0508 | 554.5239 | 11.6382
| 554.7462 | 7.8871 | 554.7462 | 0.91475 | 559.515 | 3.3671 | 554.7462 | 5.053 | 554.7462 | 5.0397 | 554.7462 | 11.5934
| 554.9686 | 7.9225 | 554.9686 | 0.91475 | 559.7423 | 3.3608 | 554.9686 | 5.0689 | 554.9686 | 5.1022 | 554.9686 | 11.6232
| 555.1909 | 7.8874 | 555.1909 | 0.91475 | 559.9696 | 3.3653 | 555.1909 | 5.0566 | 555.1909 | 5.0724 | 555.1909 | 11.6291
| 555.4133 | 7.8684 | 555.4133 | 0.91475 | 560.1969 | 3.3644 | 555.4133 | 5.0644 | 555.4133 | 5.1003 | 555.4133 | 11.7066
| 555.6356 | 7.8663 | 555.6356 | 0.91475 | 560.4242 | 3.3715 | 555.6356 | 5.061 | 555.6356 | 5.0827 | 555.6356 | 11.6776
| 555.858 | 7.9396 | 555.858 | 0.91475 | 560.6516 | 3.3706 | 555.858 | 5.0773 | 555.858 | 5.1022 | 555.858 | 11.6224
| 556.0804 | 7.9333 | 556.0804 | 0.91475 | 560.8789 | 3.375 | 556.0804 | 5.0468 | 556.0804 | 5.0684 | 556.0804 | 11.584
| 556.3028 | 7.9478 | 556.3028 | 0.91475 | 561.1063 | 3.3689 | 556.3028 | 5.0689 | 556.3028 | 5.0644 | 556.3028 | 11.6086
| 556.5252 | 7.938 | 556.5252 | 0.91475 | 561.3337 | 3.3689 | 556.5252 | 5.0394 | 556.5252 | 5.0714 | 556.5252 | 11.5928
| 556.7476 | 7.9296 | 556.7476 | 0.91475 | 561.561 | 3.3724 | 556.7476 | 5.0484 | 556.7476 | 5.0729 | 556.7476 | 11.5424
| 556.97 | 7.9271 | 556.97 | 0.91475 | 561.7884 | 3.3804 | 556.97 | 5.0191 | 556.97 | 5.0691 | 556.97 | 11.4912
| 557.1925 | 8.0207 | 557.1925 | 0.91475 | 562.0158 | 3.3671 | 557.1925 | 5.0354 | 557.1925 | 5.0518 | 557.1925 | 11.5985
| 557.4149 | 7.8874 | 557.4149 | 0.91475 | 562.2433 | 3.368 | 557.4149 | 5.0191 | 557.4149 | 5.0624 | 557.4149 | 11.5025
| 557.6374 | 7.9559 | 557.6374 | 0.91475 | 562.4707 | 3.3582 | 557.6374 | 5.0458 | 557.6374 | 5.0813 | 557.6374 | 11.5522
| 557.8599 | 7.9872 | 557.8599 | 0.91475 | 562.6982 | 3.3564 | 557.8599 | 5.0245 | 557.8599 | 5.0625 | 557.8599 | 11.453
| 558.0823 | 8.0111 | 558.0823 | 0.94629 | 562.9256 | 3.3538 | 558.0823 | 5.0481 | 558.0823 | 5.0844 | 558.0823 | 11.6234
| 558.3049 | 8.0305 | 558.3049 | 0.91475 | 563.1531 | 3.3529 | 558.3049 | 5.0333 | 558.3049 | 5.1005 | 558.3049 | 11.5194
| 558.5273 | 8.1 | 558.5273 | 0.94629 | 563.3806 | 3.3414 | 558.5273 | 5.058 | 558.5273 | 5.102 | 558.5273 | 11.6326
| 558.7499 | 8.1238 | 558.7499 | 0.94629 | 563.6081 | 3.3387 | 558.7499 | 5.0512 | 558.7499 | 5.1069 | 558.7499 | 11.5439
| 558.9724 | 8.196 | 558.9724 | 0.94629 | 563.8356 | 3.3272 | 558.9724 | 5.0657 | 558.9724 | 5.1265 | 558.9724 | 11.5579
| 559.1949 | 8.1559 | 559.1949 | 0.94629 | 564.0631 | 3.3352 | 559.1949 | 5.0573 | 559.1949 | 5.1059 | 559.1949 | 11.531
| 559.4175 | 8.2454 | 559.4175 | 0.94629 | 564.2906 | 3.321 | 559.4175 | 5.0778 | 559.4175 | 5.1222 | 559.4175 | 11.6386
| 559.64 | 8.2188 | 559.64 | 0.94629 | 564.5181 | 3.3254 | 559.64 | 5.0704 | 559.64 | 5.1426 | 559.64 | 11.6257
| 559.8625 | 8.1925 | 559.8625 | 0.94629 | 564.7457 | 3.3183 | 559.8626 | 5.0914 | 559.8625 | 5.1739 | 559.8625 | 11.5996
| 560.0851 | 8.2577 | 560.0851 | 0.94629 | 564.9733 | 3.3175 | 560.0851 | 5.0713 | 560.0851 | 5.1507 | 560.0851 | 11.6453
| 560.3077 | 8.3317 | 560.3077 | 0.94629 | 565.2009 | 3.3068 | 560.3077 | 5.0872 | 560.3077 | 5.1547 | 560.3077 | 11.6763
| 560.5303 | 8.2793 | 560.5303 | 0.97783 | 565.4284 | 3.3122 | 560.5303 | 5.073 | 560.5303 | 5.1636 | 560.5303 | 11.6125
| 560.7529 | 8.3694 | 560.7529 | 0.94629 | 565.6561 | 3.3033 | 560.7529 | 5.0912 | 560.7529 | 5.1975 | 560.7529 | 11.7362
| 560.9755 | 8.3056 | 560.9755 | 0.97783 | 565.8837 | 3.3122 | 560.9755 | 5.0678 | 560.9755 | 5.148 | 560.9755 | 11.6182
| 561.1982 | 8.3551 | 561.1982 | 0.97783 | 566.1113 | 3.2945 | 561.1982 | 5.085 | 561.1982 | 5.1905 | 561.1982 | 11.6505
| 561.4208 | 8.3318 | 561.4208 | 0.97783 | 566.3389 | 3.3139 | 561.4208 | 5.0699 | 561.4208 | 5.1654 | 561.4208 | 11.5994
| 561.6434 | 8.443 | 561.6434 | 0.97783 | 566.5666 | 3.3068 | 561.6434 | 5.0921 | 561.6434 | 5.1584 | 561.6434 | 11.7283
| 561.8661 | 8.4503 | 561.8661 | 0.97783 | 566.7943 | 3.3245 | 561.8661 | 5.0745 | 561.8661 | 5.1758 | 561.8661 | 11.5766
| 562.0887 | 8.4488 | 562.0887 | 0.97783 | 567.0219 | 3.313 | 562.0888 | 5.09 | 562.0887 | 5.1856 | 562.0887 | 11.6928
| 562.3114 | 8.4622 | 562.3114 | 0.97783 | 567.2496 | 3.3245 | 562.3114 | 5.0744 | 562.3114 | 5.1668 | 562.3114 | 11.5707
| 562.5341 | 8.5156 | 562.5341 | 0.97783 | 567.4773 | 3.3095 | 562.5341 | 5.0867 | 562.5341 | 5.2102 | 562.5341 | 11.6673
| 562.7568 | 8.5004 | 562.7568 | 0.97783 | 567.705 | 3.3378 | 562.7568 | 5.0659 | 562.7568 | 5.1792 | 562.7568 | 11.6229
| 562.9795 | 8.5658 | 562.9795 | 0.97783 | 567.9328 | 3.321 | 562.9795 | 5.0813 | 562.9795 | 5.1637 | 562.9795 | 11.6321
| 563.2022 | 8.5138 | 563.2022 | 0.97783 | 568.1605 | 3.321 | 563.2022 | 5.0606 | 563.2022 | 5.1758 | 563.2022 | 11.6124
| 563.425 | 8.5896 | 563.425 | 0.97783 | 568.3882 | 3.3228 | 563.425 | 5.0711 | 563.425 | 5.1596 | 563.425 | 11.6185
| 563.6477 | 8.5916 | 563.6477 | 0.97783 | 568.616 | 3.3122 | 563.6477 | 5.0551 | 563.6477 | 5.1398 | 563.6477 | 11.5497
| 563.8704 | 8.6127 | 563.8704 | 1.0094 | 568.8438 | 3.2998 | 563.8704 | 5.0644 | 563.8704 | 5.1642 | 563.8704 | 11.6314
| 564.0932 | 8.5904 | 564.0932 | 0.97783 | 569.0716 | 3.3122 | 564.0932 | 5.0438 | 564.0932 | 5.1781 | 564.0932 | 11.5716
| 564.316 | 8.6039 | 564.316 | 1.0094 | 569.2993 | 3.2918 | 564.316 | 5.0528 | 564.316 | 5.1965 | 564.316 | 11.5877
| 564.5388 | 8.6286 | 564.5388 | 1.0094 | 569.5272 | 3.298 | 564.5388 | 5.0346 | 564.5388 | 5.1688 | 564.5388 | 11.5748
| 564.7615 | 8.7326 | 564.7615 | 1.0094 | 569.755 | 3.2732 | 564.7615 | 5.0491 | 564.7615 | 5.182 | 564.7615 | 11.608
| 564.9843 | 8.7072 | 564.9843 | 1.0094 | 569.9828 | 3.2714 | 564.9843 | 5.0305 | 564.9843 | 5.1537 | 564.9843 | 11.5543
| 565.2072 | 8.7697 | 565.2072 | 1.0094 | 570.2106 | 3.2528 | 565.2071 | 5.0404 | 565.2072 | 5.1647 | 565.2072 | 11.5855
| 565.4299 | 8.7452 | 565.4299 | 1.0094 | 570.4385 | 3.244 | 565.4299 | 5.0365 | 565.4299 | 5.1841 | 565.4299 | 11.5555
| 565.6528 | 8.8183 | 565.6528 | 1.0094 | 570.6664 | 3.2121 | 565.6528 | 5.0502 | 565.6528 | 5.1861 | 565.6528 | 11.6888
| 565.8756 | 8.8334 | 565.8756 | 1.0094 | 570.8942 | 3.2094 | 565.8756 | 5.0309 | 565.8756 | 5.1407 | 565.8756 | 11.6276
| 566.0984 | 8.8362 | 566.0984 | 1.0094 | 571.1221 | 3.1855 | 566.0984 | 5.0518 | 566.0984 | 5.207 | 566.0984 | 11.6965
| 566.3214 | 8.8427 | 566.3214 | 1.0094 | 571.35 | 3.2032 | 566.3214 | 5.0444 | 566.3214 | 5.2049 | 566.3214 | 11.6266
| 566.5442 | 8.9496 | 566.5442 | 1.0409 | 571.5779 | 3.19 | 566.5442 | 5.0731 | 566.5442 | 5.2161 | 566.5442 | 11.6794
| 566.7671 | 8.9717 | 566.7671 | 1.0409 | 571.8059 | 3.1935 | 566.7671 | 5.0546 | 566.7671 | 5.1885 | 566.7671 | 11.7028
| 566.99 | 8.9909 | 566.99 | 1.0409 | 572.0338 | 3.1838 | 566.99 | 5.0698 | 566.99 | 5.2206 | 566.99 | 11.7108
| 567.2129 | 9.0169 | 567.2129 | 1.0409 | 572.2618 | 3.1882 | 567.2129 | 5.0597 | 567.2129 | 5.2139 | 567.2129 | 11.7476
| 567.4358 | 9.056 | 567.4358 | 1.0409 | 572.4897 | 3.1713 | 567.4358 | 5.0853 | 567.4358 | 5.2459 | 567.4358 | 11.7291
| 567.6587 | 9.0814 | 567.6587 | 1.0409 | 572.7177 | 3.1731 | 567.6587 | 5.0625 | 567.6587 | 5.2113 | 567.6587 | 11.7443
| 567.8817 | 9.1667 | 567.8817 | 1.0409 | 572.9457 | 3.143 | 567.8817 | 5.0807 | 567.8817 | 5.2244 | 567.8817 | 11.781
| 568.1046 | 9.0955 | 568.1046 | 1.0409 | 573.1737 | 3.1403 | 568.1046 | 5.0586 | 568.1046 | 5.2102 | 568.1046 | 11.7673
| 568.3275 | 9.1819 | 568.3275 | 1.0409 | 573.4017 | 3.1226 | 568.3275 | 5.0723 | 568.3275 | 5.2477 | 568.3275 | 11.7071
| 568.5505 | 9.2045 | 568.5505 | 1.0725 | 573.6297 | 3.1279 | 568.5505 | 5.0491 | 568.5505 | 5.2067 | 568.5505 | 11.7444
| 568.7734 | 9.2391 | 568.7734 | 1.0725 | 573.8578 | 3.1191 | 568.7734 | 5.0662 | 568.7734 | 5.2582 | 568.7734 | 11.7493
| 568.9964 | 9.2436 | 568.9964 | 1.0725 | 574.0858 | 3.1253 | 568.9964 | 5.0439 | 568.9964 | 5.2085 | 568.9964 | 11.7038
| 569.2194 | 9.2978 | 569.2194 | 1.0725 | 574.3139 | 3.1156 | 569.2194 | 5.0507 | 569.2194 | 5.2238 | 569.2194 | 11.7102
| 569.4424 | 9.3314 | 569.4424 | 1.0725 | 574.5419 | 3.1103 | 569.4424 | 5.03 | 569.4424 | 5.2373 | 569.4424 | 11.6859
| 569.6654 | 9.3712 | 569.6654 | 1.0725 | 574.77 | 3.0943 | 569.6654 | 5.0428 | 569.6654 | 5.2266 | 569.6654 | 11.7119
| 569.8884 | 9.3206 | 569.8884 | 1.0725 | 574.9981 | 3.0952 | 569.8884 | 5.0156 | 569.8884 | 5.2048 | 569.8884 | 11.6848
| 570.1115 | 9.3212 | 570.1115 | 1.0725 | 575.2262 | 3.0934 | 570.1115 | 5.0275 | 570.1115 | 5.2081 | 570.1115 | 11.6741
| 570.3345 | 9.348 | 570.3345 | 1.0725 | 575.4543 | 3.104 | 570.3345 | 4.9981 | 570.3345 | 5.1922 | 570.3345 | 11.6916
| 570.5576 | 9.4019 | 570.5576 | 1.0725 | 575.6825 | 3.0969 | 570.5576 | 5.0164 | 570.5576 | 5.1999 | 570.5576 | 11.6674
| 570.7806 | 9.406 | 570.7806 | 1.0725 | 575.9106 | 3.1005 | 570.7806 | 4.9791 | 570.7806 | 5.1706 | 570.7806 | 11.6028
| 571.0037 | 9.3946 | 571.0037 | 1.0725 | 576.1387 | 3.0961 | 571.0037 | 4.9909 | 571.0037 | 5.2169 | 571.0037 | 11.6548
| 571.2268 | 9.4116 | 571.2268 | 1.0725 | 576.3669 | 3.0987 | 571.2268 | 4.9586 | 571.2268 | 5.1599 | 571.2268 | 11.6505
| 571.4499 | 9.5017 | 571.4499 | 1.0725 | 576.5951 | 3.1031 | 571.4499 | 4.9728 | 571.4499 | 5.1808 | 571.4499 | 11.6422
| 571.673 | 9.4507 | 571.673 | 1.0725 | 576.8233 | 3.1014 | 571.673 | 4.9479 | 571.673 | 5.1606 | 571.673 | 11.6527
| 571.8961 | 9.489 | 571.8961 | 1.0725 | 577.0515 | 3.0908 | 571.8961 | 4.9496 | 571.8961 | 5.1842 | 571.8961 | 11.5986
| 572.1192 | 9.4902 | 572.1192 | 1.0725 | 577.2797 | 3.0943 | 572.1192 | 4.93 | 572.1192 | 5.1368 | 572.1192 | 11.6164
| 572.3423 | 9.5388 | 572.3423 | 1.104 | 577.5079 | 3.0863 | 572.3424 | 4.9364 | 572.3423 | 5.1621 | 572.3423 | 11.5446
| 572.5655 | 9.5047 | 572.5655 | 1.0725 | 577.7361 | 3.0854 | 572.5655 | 4.9082 | 572.5655 | 5.1251 | 572.5655 | 11.5436
| 572.7886 | 9.4794 | 572.7886 | 1.0725 | 577.9644 | 3.0766 | 572.7886 | 4.9158 | 572.7886 | 5.1268 | 572.7886 | 11.5799
| 573.0118 | 9.5313 | 573.0118 | 1.0725 | 578.1927 | 3.0722 | 573.0118 | 4.8883 | 573.0118 | 5.1233 | 573.0118 | 11.5048
| 573.235 | 9.6288 | 573.235 | 1.104 | 578.4209 | 3.058 | 573.235 | 4.8852 | 573.235 | 5.0994 | 573.235 | 11.5114
| 573.4582 | 9.5893 | 573.4582 | 1.104 | 578.6492 | 3.0509 | 573.4582 | 4.8624 | 573.4582 | 5.0873 | 573.4582 | 11.4252
| 573.6813 | 9.5858 | 573.6813 | 1.0725 | 578.8775 | 3.0421 | 573.6813 | 4.8664 | 573.6813 | 5.1071 | 573.6813 | 11.5136
| 573.9045 | 9.5756 | 573.9045 | 1.104 | 579.1058 | 3.0376 | 573.9045 | 4.8436 | 573.9045 | 5.0618 | 573.9045 | 11.459
| 574.1278 | 9.626 | 574.1278 | 1.104 | 579.3341 | 3.0394 | 574.1278 | 4.8458 | 574.1278 | 5.0984 | 574.1278 | 11.458
| 574.351 | 9.5923 | 574.351 | 1.104 | 579.5625 | 3.0332 | 574.351 | 4.8198 | 574.351 | 5.0637 | 574.351 | 11.345
| 574.5742 | 9.6612 | 574.5742 | 1.104 | 579.7908 | 3.027 | 574.5742 | 4.8239 | 574.5742 | 5.0719 | 574.5742 | 11.4074
| 574.7975 | 9.6874 | 574.7975 | 1.104 | 580.0192 | 3.0146 | 574.7975 | 4.802 | 574.7975 | 5.0267 | 574.7975 | 11.3359
| 575.0208 | 9.6123 | 575.0208 | 1.104 | 580.2475 | 3.0146 | 575.0208 | 4.7728 | 575.0208 | 5.0491 | 575.0208 | 11.262
| 575.244 | 9.6982 | 575.244 | 1.104 | 580.4759 | 3.0111 | 575.244 | 4.7839 | 575.244 | 5.0229 | 575.244 | 11.2905
| 575.4673 | 9.672 | 575.4673 | 1.104 | 580.7043 | 3.0075 | 575.4673 | 4.7595 | 575.4673 | 5.0078 | 575.4673 | 11.2813
| 575.6906 | 9.6985 | 575.6906 | 1.104 | 580.9327 | 3.0004 | 575.6906 | 4.7705 | 575.6906 | 5.0002 | 575.6906 | 11.3223
| 575.9138 | 9.7018 | 575.9138 | 1.104 | 581.1611 | 2.9924 | 575.9138 | 4.7468 | 575.9138 | 5.0004 | 575.9138 | 11.2003
| 576.1371 | 9.782 | 576.1371 | 1.104 | 581.3895 | 2.9898 | 576.1372 | 4.7609 | 576.1371 | 5.0278 | 576.1371 | 11.2288
| 576.3605 | 9.7857 | 576.3605 | 1.104 | 581.618 | 2.9871 | 576.3605 | 4.743 | 576.3605 | 5.0082 | 576.3605 | 11.1959
| 576.5838 | 9.811 | 576.5838 | 1.104 | 581.8464 | 2.9871 | 576.5838 | 4.7442 | 576.5838 | 4.9957 | 576.5838 | 11.239
| 576.8071 | 9.8086 | 576.8071 | 1.104 | 582.0749 | 2.988 | 576.8071 | 4.7212 | 576.8071 | 4.985 | 576.8071 | 11.1786
| 577.0305 | 9.9042 | 577.0305 | 1.104 | 582.3033 | 2.9871 | 577.0305 | 4.7337 | 577.0305 | 4.9867 | 577.0305 | 11.2279
| 577.2538 | 9.8234 | 577.2538 | 1.104 | 582.5318 | 2.9792 | 577.2539 | 4.7038 | 577.2538 | 4.9725 | 577.2538 | 11.1414
| 577.4772 | 9.8552 | 577.4772 | 1.104 | 582.7603 | 2.9774 | 577.4772 | 4.7133 | 577.4772 | 4.9789 | 577.4772 | 11.1331
| 577.7006 | 9.8406 | 577.7006 | 1.104 | 582.9888 | 2.9792 | 577.7006 | 4.6924 | 577.7006 | 4.949 | 577.7006 | 11.0788
| 577.924 | 9.8462 | 577.924 | 1.1355 | 583.2173 | 2.9801 | 577.9239 | 4.6991 | 577.924 | 4.9458 | 577.924 | 11.1043
| 578.1473 | 9.8457 | 578.1473 | 1.1355 | 583.4459 | 2.9809 | 578.1473 | 4.6814 | 578.1473 | 4.94 | 578.1473 | 11.049
| 578.3707 | 9.8586 | 578.3707 | 1.1355 | 583.6744 | 2.9862 | 578.3707 | 4.6909 | 578.3707 | 4.9605 | 578.3707 | 11.1437
| 578.5942 | 9.8593 | 578.5942 | 1.104 | 583.903 | 2.9845 | 578.5942 | 4.6617 | 578.5942 | 4.906 | 578.5942 | 10.9785
| 578.8176 | 9.8832 | 578.8176 | 1.1355 | 584.1315 | 2.996 | 578.8176 | 4.6662 | 578.8176 | 4.9428 | 578.8176 | 11.0513
| 579.041 | 9.9066 | 579.041 | 1.104 | 584.3601 | 2.9933 | 579.041 | 4.6339 | 579.041 | 4.9437 | 579.041 | 10.9741
| 579.2645 | 9.9431 | 579.2645 | 1.1355 | 584.5887 | 3.0013 | 579.2645 | 4.6491 | 579.2645 | 4.9298 | 579.2645 | 10.9944
| 579.4879 | 9.86 | 579.4879 | 1.104 | 584.8173 | 3.0084 | 579.4879 | 4.6165 | 579.4879 | 4.8875 | 579.4879 | 10.9169
| 579.7114 | 9.9032 | 579.7114 | 1.104 | 585.0459 | 3.019 | 579.7114 | 4.6223 | 579.7114 | 4.8855 | 579.7114 | 10.8935
| 579.9349 | 9.9421 | 579.9349 | 1.104 | 585.2745 | 3.0155 | 579.9349 | 4.5993 | 579.9349 | 4.8559 | 579.9349 | 10.8711
| 580.1583 | 9.9568 | 580.1583 | 1.1355 | 585.5032 | 3.0164 | 580.1583 | 4.6029 | 580.1583 | 4.896 | 580.1583 | 10.8248
| 580.3818 | 9.9113 | 580.3818 | 1.1355 | 585.7318 | 3.0111 | 580.3818 | 4.5756 | 580.3818 | 4.8428 | 580.3818 | 10.8317
| 580.6053 | 9.9511 | 580.6053 | 1.1355 | 585.9605 | 3.0164 | 580.6054 | 4.5778 | 580.6053 | 4.8691 | 580.6053 | 10.7893
| 580.8289 | 9.9083 | 580.8289 | 1.1355 | 586.1891 | 3.0049 | 580.8289 | 4.5488 | 580.8289 | 4.8095 | 580.8289 | 10.7027
| 581.0524 | 9.9674 | 581.0524 | 1.1355 | 586.4178 | 2.9986 | 581.0524 | 4.5644 | 581.0524 | 4.8636 | 581.0524 | 10.7589
| 581.2759 | 9.9495 | 581.2759 | 1.1355 | 586.6465 | 2.9889 | 581.2759 | 4.5345 | 581.2759 | 4.7796 | 581.2759 | 10.6717
| 581.4995 | 9.9653 | 581.4995 | 1.1355 | 586.8752 | 2.9916 | 581.4995 | 4.5441 | 581.4995 | 4.8336 | 581.4995 | 10.7525
| 581.723 | 10.0271 | 581.723 | 1.1355 | 587.1039 | 2.9836 | 581.723 | 4.5167 | 581.723 | 4.8197 | 581.723 | 10.5621
| 581.9466 | 10.0712 | 581.9466 | 1.1355 | 587.3327 | 2.9845 | 581.9466 | 4.5259 | 581.9466 | 4.8012 | 581.9466 | 10.6375
| 582.1702 | 10.017 | 582.1702 | 1.1355 | 587.5614 | 2.9783 | 582.1702 | 4.5033 | 582.1702 | 4.7818 | 582.1702 | 10.6329
| 582.3937 | 10.072 | 582.3937 | 1.1355 | 587.7902 | 2.9854 | 582.3937 | 4.52 | 582.3937 | 4.8194 | 582.3937 | 10.6144
| 582.6173 | 10.0403 | 582.6173 | 1.1355 | 588.0189 | 2.9756 | 582.6173 | 4.4965 | 582.6173 | 4.7959 | 582.6173 | 10.5097
| 582.8409 | 10.0737 | 582.8409 | 1.1355 | 588.2477 | 2.9783 | 582.8409 | 4.516 | 582.8409 | 4.7987 | 582.8409 | 10.5646
| 583.0646 | 10.0903 | 583.0646 | 1.1355 | 588.4765 | 2.9686 | 583.0646 | 4.4948 | 583.0646 | 4.7866 | 583.0646 | 10.4888
| 583.2882 | 10.1382 | 583.2882 | 1.1355 | 588.7053 | 2.9809 | 583.2882 | 4.499 | 583.2882 | 4.7982 | 583.2882 | 10.5983
| 583.5118 | 10.1055 | 583.5118 | 1.1355 | 588.9341 | 2.9756 | 583.5118 | 4.4772 | 583.5118 | 4.7528 | 583.5118 | 10.4951
| 583.7355 | 10.2379 | 583.7355 | 1.1355 | 589.1629 | 2.9845 | 583.7355 | 4.4903 | 583.7355 | 4.8147 | 583.7355 | 10.494
| 583.9591 | 10.1814 | 583.9591 | 1.1355 | 589.3918 | 2.9783 | 583.9591 | 4.4714 | 583.9591 | 4.7709 | 583.9591 | 10.4583
| 584.1828 | 10.2031 | 584.1828 | 1.1355 | 589.6206 | 2.988 | 584.1828 | 4.4855 | 584.1828 | 4.7678 | 584.1828 | 10.5473
| 584.4064 | 10.216 | 584.4064 | 1.1671 | 589.8495 | 2.9836 | 584.4064 | 4.4643 | 584.4064 | 4.7741 | 584.4064 | 10.4519
| 584.6301 | 10.2075 | 584.6301 | 1.1671 | 590.0783 | 2.9916 | 584.6301 | 4.465 | 584.6301 | 4.7542 | 584.6301 | 10.4658
| 584.8538 | 10.2698 | 584.8538 | 1.1355 | 590.3072 | 2.9951 | 584.8538 | 4.445 | 584.8538 | 4.7478 | 584.8538 | 10.4338
| 585.0775 | 10.2336 | 585.0775 | 1.1671 | 590.5361 | 3.0031 | 585.0775 | 4.4525 | 585.0775 | 4.7535 | 585.0775 | 10.4485
| 585.3013 | 10.1803 | 585.3013 | 1.1671 | 590.765 | 3.0004 | 585.3013 | 4.4241 | 585.3013 | 4.7302 | 585.3013 | 10.3523
| 585.525 | 10.3081 | 585.525 | 1.1671 | 590.9939 | 3.0049 | 585.525 | 4.4344 | 585.525 | 4.744 | 585.525 | 10.3775
| 585.7487 | 10.2248 | 585.7487 | 1.1671 | 591.2228 | 2.9924 | 585.7487 | 4.4114 | 585.7487 | 4.7327 | 585.7487 | 10.3125
| 585.9725 | 10.3524 | 585.9725 | 1.1671 | 591.4518 | 2.9977 | 585.9725 | 4.4174 | 585.9725 | 4.753 | 585.9725 | 10.3395
| 586.1962 | 10.3232 | 586.1962 | 1.1671 | 591.6807 | 2.9862 | 586.1962 | 4.3952 | 586.1962 | 4.7113 | 586.1962 | 10.3341
| 586.42 | 10.3596 | 586.42 | 1.1671 | 591.9097 | 2.9942 | 586.42 | 4.4037 | 586.42 | 4.6958 | 586.42 | 10.314
| 586.6437 | 10.2502 | 586.6437 | 1.1671 | 592.1386 | 2.9836 | 586.6437 | 4.3783 | 586.6437 | 4.6823 | 586.6437 | 10.202
| 586.8676 | 10.4176 | 586.8676 | 1.1671 | 592.3676 | 2.9898 | 586.8676 | 4.39 | 586.8676 | 4.7146 | 586.8676 | 10.2573
| 587.0913 | 10.3151 | 587.0913 | 1.1671 | 592.5966 | 2.9809 | 587.0913 | 4.3593 | 587.0913 | 4.6949 | 587.0913 | 10.184
| 587.3151 | 10.4246 | 587.3151 | 1.1671 | 592.8256 | 2.9818 | 587.3151 | 4.373 | 587.3151 | 4.6866 | 587.3151 | 10.2504
| 587.5389 | 10.319 | 587.5389 | 1.1671 | 593.0547 | 2.9641 | 587.5389 | 4.3467 | 587.5389 | 4.6807 | 587.5389 | 10.1877
| 587.7628 | 10.4162 | 587.7628 | 1.1671 | 593.2837 | 2.9686 | 587.7628 | 4.3537 | 587.7628 | 4.6795 | 587.7628 | 10.1984
| 587.9866 | 10.4374 | 587.9866 | 1.1671 | 593.5127 | 2.9322 | 587.9866 | 4.3268 | 587.9866 | 4.662 | 587.9866 | 10.1036
| 588.2104 | 10.4318 | 588.2104 | 1.1671 | 593.7418 | 2.9535 | 588.2105 | 4.3426 | 588.2104 | 4.6709 | 588.2104 | 10.1288
| 588.4343 | 10.4505 | 588.4343 | 1.1671 | 593.9708 | 2.9411 | 588.4343 | 4.3125 | 588.4343 | 4.6602 | 588.4343 | 10.0514
| 588.6581 | 10.501 | 588.6581 | 1.1986 | 594.1999 | 2.9376 | 588.6581 | 4.3214 | 588.6581 | 4.6755 | 588.6581 | 10.0903
| 588.882 | 10.5439 | 588.882 | 1.1671 | 594.429 | 2.9314 | 588.882 | 4.2964 | 588.882 | 4.6174 | 588.882 | 9.9915
| 589.106 | 10.4521 | 589.106 | 1.1986 | 594.6581 | 2.9314 | 589.106 | 4.3018 | 589.106 | 4.6417 | 589.106 | 10.0298
| 589.3298 | 10.4764 | 589.3298 | 1.1671 | 594.8872 | 2.9189 | 589.3298 | 4.2813 | 589.3298 | 4.5956 | 589.3298 | 9.9918
| 589.5537 | 10.5453 | 589.5537 | 1.1986 | 595.1163 | 2.934 | 589.5537 | 4.294 | 589.5537 | 4.6283 | 589.5537 | 10.0019
| 589.7776 | 10.5679 | 589.7776 | 1.1986 | 595.3455 | 2.9225 | 589.7776 | 4.272 | 589.7776 | 4.6181 | 589.7776 | 9.9739
| 590.0016 | 10.5764 | 590.0016 | 1.1986 | 595.5746 | 2.9269 | 590.0016 | 4.2784 | 590.0016 | 4.6157 | 590.0016 | 10.0816
| 590.2255 | 10.4981 | 590.2255 | 1.1986 | 595.8038 | 2.9269 | 590.2255 | 4.2491 | 590.2255 | 4.5912 | 590.2255 | 9.9748
| 590.4495 | 10.6656 | 590.4495 | 1.1986 | 596.0329 | 2.9367 | 590.4495 | 4.2507 | 590.4495 | 4.6121 | 590.4495 | 9.8788
| 590.6734 | 10.5773 | 590.6734 | 1.1986 | 596.2621 | 2.9269 | 590.6734 | 4.2221 | 590.6734 | 4.5527 | 590.6734 | 9.8144
| 590.8973 | 10.6292 | 590.8973 | 1.1986 | 596.4913 | 2.9376 | 590.8973 | 4.2187 | 590.8973 | 4.5778 | 590.8973 | 9.8723
| 591.1213 | 10.5693 | 591.1213 | 1.1986 | 596.7205 | 2.9349 | 591.1213 | 4.1957 | 591.1213 | 4.5721 | 591.1213 | 9.825
| 591.3453 | 10.6333 | 591.3453 | 1.1986 | 596.9497 | 2.9411 | 591.3453 | 4.1987 | 591.3453 | 4.5697 | 591.3453 | 9.8682
| 591.5693 | 10.6254 | 591.5693 | 1.1986 | 597.179 | 2.934 | 591.5693 | 4.1787 | 591.5693 | 4.565 | 591.5693 | 9.782
| 591.7933 | 10.7395 | 591.7933 | 1.1986 | 597.4082 | 2.9429 | 591.7933 | 4.1959 | 591.7933 | 4.5913 | 591.7933 | 9.8192
| 592.0173 | 10.6851 | 592.0173 | 1.1986 | 597.6374 | 2.9402 | 592.0173 | 4.1623 | 592.0173 | 4.5359 | 592.0173 | 9.7035
| 592.2413 | 10.7314 | 592.2413 | 1.1986 | 597.8667 | 2.9437 | 592.2413 | 4.1809 | 592.2413 | 4.5295 | 592.2413 | 9.7514
| 592.4654 | 10.6904 | 592.4654 | 1.1986 | 598.096 | 2.9437 | 592.4654 | 4.1528 | 592.4654 | 4.5311 | 592.4654 | 9.7725
| 592.6894 | 10.7989 | 592.6894 | 1.1986 | 598.3253 | 2.9455 | 592.6894 | 4.1653 | 592.6894 | 4.5188 | 592.6894 | 9.7413
| 592.9135 | 10.7027 | 592.9135 | 1.1986 | 598.5545 | 2.9305 | 592.9135 | 4.1341 | 592.9135 | 4.5081 | 592.9135 | 9.6744
| 593.1375 | 10.8178 | 593.1375 | 1.1986 | 598.7839 | 2.9367 | 593.1375 | 4.1449 | 593.1375 | 4.5322 | 593.1375 | 9.7351
| 593.3616 | 10.7663 | 593.3616 | 1.1986 | 599.0132 | 2.9287 | 593.3616 | 4.1144 | 593.3616 | 4.4956 | 593.3616 | 9.6815
| 593.5857 | 10.8106 | 593.5857 | 1.1986 | 599.2425 | 2.9314 | 593.5857 | 4.1296 | 593.5857 | 4.4924 | 593.5857 | 9.7637
| 593.8098 | 10.818 | 593.8098 | 1.1986 | 599.4719 | 2.9242 | 593.8098 | 4.1067 | 593.8098 | 4.4737 | 593.8098 | 9.619
| 594.0339 | 10.9087 | 594.0339 | 1.1986 | 599.7012 | 2.926 | 594.0339 | 4.1105 | 594.0339 | 4.5033 | 594.0339 | 9.7046
| 594.258 | 10.8744 | 594.258 | 1.1986 | 599.9306 | 2.9216 | 594.258 | 4.0844 | 594.258 | 4.4674 | 594.258 | 9.6588
| 594.4821 | 10.937 | 594.4821 | 1.1986 | 600.1599 | 2.9251 | 594.4821 | 4.0954 | 594.4821 | 4.4767 | 594.4821 | 9.6567
| 594.7062 | 10.9076 | 594.7062 | 1.1986 | 600.3893 | 2.9154 | 594.7062 | 4.0747 | 594.7062 | 4.4517 | 594.7062 | 9.5878
| 594.9304 | 11.014 | 594.9304 | 1.1986 | 600.6187 | 2.9234 | 594.9304 | 4.0868 | 594.9304 | 4.4732 | 594.9304 | 9.5823
| 595.1545 | 10.9273 | 595.1545 | 1.1986 | 600.8481 | 2.9145 | 595.1545 | 4.065 | 595.1545 | 4.4568 | 595.1545 | 9.5946
| 595.3787 | 11.0004 | 595.3787 | 1.1986 | 601.0775 | 2.9119 | 595.3787 | 4.0712 | 595.3787 | 4.4633 | 595.3787 | 9.6163
| 595.6028 | 10.9414 | 595.6028 | 1.1986 | 601.307 | 2.9074 | 595.6028 | 4.0507 | 595.6028 | 4.4507 | 595.6028 | 9.5205
| 595.827 | 11.0053 | 595.827 | 1.1986 | 601.5364 | 2.9065 | 595.827 | 4.0552 | 595.827 | 4.4327 | 595.827 | 9.5876
| 596.0512 | 10.9626 | 596.0512 | 1.1986 | 601.7659 | 2.9074 | 596.0512 | 4.0337 | 596.0512 | 4.4211 | 596.0512 | 9.517
| 596.2755 | 11.1185 | 596.2755 | 1.1986 | 601.9953 | 2.9136 | 596.2754 | 4.0338 | 596.2755 | 4.4009 | 596.2755 | 9.5276
| 596.4996 | 11.0259 | 596.4996 | 1.1986 | 602.2248 | 2.9189 | 596.4996 | 4.0124 | 596.4996 | 4.3855 | 596.4996 | 9.4954
| 596.7239 | 11.1235 | 596.7239 | 1.1986 | 602.4543 | 2.9269 | 596.7239 | 4.0331 | 596.7239 | 4.4206 | 596.7239 | 9.4933
| 596.9481 | 11.163 | 596.9481 | 1.1986 | 602.6838 | 2.9278 | 596.9481 | 4.0024 | 596.9481 | 4.3815 | 596.9481 | 9.5088
| 597.1723 | 11.1217 | 597.1723 | 1.2302 | 602.9133 | 2.9331 | 597.1723 | 3.9958 | 597.1723 | 4.369 | 597.1723 | 9.4654
| 597.3965 | 11.0988 | 597.3965 | 1.1986 | 603.1428 | 2.9349 | 597.3966 | 3.9743 | 597.3965 | 4.3412 | 597.3965 | 9.4283
| 597.6208 | 11.1771 | 597.6208 | 1.1986 | 603.3724 | 2.9384 | 597.6209 | 3.974 | 597.6208 | 4.3774 | 597.6208 | 9.4094
| 597.8451 | 11.1725 | 597.8451 | 1.1986 | 603.6019 | 2.9384 | 597.8451 | 3.9521 | 597.8451 | 4.3476 | 597.8451 | 9.366
| 598.0694 | 11.164 | 598.0694 | 1.1986 | 603.8315 | 2.9402 | 598.0694 | 3.9553 | 598.0694 | 4.3143 | 598.0694 | 9.4082
| 598.2936 | 11.1708 | 598.2936 | 1.1986 | 604.0611 | 2.9429 | 598.2936 | 3.9329 | 598.2936 | 4.3244 | 598.2936 | 9.34
| 598.5179 | 11.2341 | 598.5179 | 1.2302 | 604.2906 | 2.9437 | 598.5179 | 3.9352 | 598.5179 | 4.325 | 598.5179 | 9.3846
| 598.7422 | 11.2025 | 598.7422 | 1.1986 | 604.5202 | 2.9376 | 598.7423 | 3.918 | 598.7422 | 4.3147 | 598.7422 | 9.3372
| 598.9666 | 11.1752 | 598.9666 | 1.1986 | 604.7498 | 2.9322 | 598.9666 | 3.9178 | 598.9666 | 4.2979 | 598.9666 | 9.301
| 599.1909 | 11.1521 | 599.1909 | 1.1986 | 604.9794 | 2.9314 | 599.1909 | 3.8933 | 599.1909 | 4.2884 | 599.1909 | 9.2893
| 599.4153 | 11.2043 | 599.4153 | 1.1986 | 605.2091 | 2.9269 | 599.4153 | 3.8929 | 599.4153 | 4.2808 | 599.4153 | 9.2367
| 599.6396 | 11.1647 | 599.6396 | 1.1986 | 605.4387 | 2.9278 | 599.6396 | 3.8717 | 599.6396 | 4.2134 | 599.6396 | 9.2692
| 599.864 | 11.2456 | 599.864 | 1.1986 | 605.6684 | 2.9269 | 599.864 | 3.8786 | 599.864 | 4.2391 | 599.864 | 9.263
| 600.0883 | 11.2725 | 600.0883 | 1.1986 | 605.898 | 2.926 | 600.0883 | 3.8492 | 600.0883 | 4.2533 | 600.0883 | 9.1472
| 600.3127 | 11.2826 | 600.3127 | 1.1986 | 606.1277 | 2.9234 | 600.3127 | 3.8563 | 600.3127 | 4.2324 | 600.3127 | 9.1617
| 600.5371 | 11.2322 | 600.5371 | 1.1986 | 606.3574 | 2.9242 | 600.5371 | 3.8256 | 600.5371 | 4.2356 | 600.5371 | 9.1169
| 600.7615 | 11.2941 | 600.7615 | 1.1986 | 606.587 | 2.9207 | 600.7615 | 3.8316 | 600.7615 | 4.2126 | 600.7615 | 9.106
| 600.9859 | 11.2002 | 600.9859 | 1.1986 | 606.8167 | 2.9207 | 600.9859 | 3.8106 | 600.9859 | 4.2112 | 600.9859 | 9.1014
| 601.2103 | 11.2678 | 601.2103 | 1.1986 | 607.0465 | 2.9145 | 601.2103 | 3.8076 | 601.2103 | 4.1766 | 601.2103 | 9.086
| 601.4348 | 11.2653 | 601.4348 | 1.1986 | 607.2762 | 2.9163 | 601.4348 | 3.7803 | 601.4348 | 4.1765 | 601.4348 | 9.0807
| 601.6592 | 11.3487 | 601.6592 | 1.1986 | 607.5059 | 2.9127 | 601.6592 | 3.7817 | 601.6592 | 4.1533 | 601.6592 | 9.0817
| 601.8836 | 11.25 | 601.8836 | 1.1986 | 607.7357 | 2.9198 | 601.8836 | 3.7575 | 601.8836 | 4.1614 | 601.8836 | 9.0024
| 602.1081 | 11.3393 | 602.1081 | 1.1986 | 607.9655 | 2.9189 | 602.1081 | 3.769 | 602.1081 | 4.1369 | 602.1081 | 9.0405
| 602.3325 | 11.2568 | 602.3325 | 1.1986 | 608.1952 | 2.9251 | 602.3325 | 3.739 | 602.3325 | 4.1074 | 602.3325 | 8.9861
| 602.557 | 11.2901 | 602.557 | 1.1986 | 608.425 | 2.9251 | 602.557 | 3.7349 | 602.557 | 4.1351 | 602.557 | 8.9695
| 602.7815 | 11.2704 | 602.7815 | 1.1986 | 608.6548 | 2.9322 | 602.7815 | 3.7134 | 602.7815 | 4.113 | 602.7815 | 8.9107
| 603.006 | 11.3058 | 603.006 | 1.1986 | 608.8846 | 2.918 | 603.006 | 3.713 | 603.006 | 4.0855 | 603.006 | 8.9233
| 603.2305 | 11.3009 | 603.2305 | 1.1986 | 609.1144 | 2.9198 | 603.2305 | 3.6874 | 603.2305 | 4.0598 | 603.2305 | 8.826
| 603.455 | 11.3187 | 603.455 | 1.1986 | 609.3442 | 2.911 | 603.455 | 3.6889 | 603.455 | 4.0728 | 603.455 | 8.8463
| 603.6795 | 11.286 | 603.6795 | 1.1671 | 609.5741 | 2.9119 | 603.6795 | 3.6645 | 603.6795 | 4.047 | 603.6795 | 8.7543
| 603.9041 | 11.3227 | 603.9041 | 1.1986 | 609.8039 | 2.9065 | 603.904 | 3.6634 | 603.9041 | 4.0555 | 603.9041 | 8.7893
| 604.1286 | 11.2665 | 604.1286 | 1.1986 | 610.0338 | 2.9154 | 604.1286 | 3.6393 | 604.1286 | 4.0274 | 604.1286 | 8.723
| 604.3531 | 11.3104 | 604.3531 | 1.1986 | 610.2637 | 2.9057 | 604.3532 | 3.6425 | 604.3531 | 4.0363 | 604.3531 | 8.7425
| 604.5777 | 11.2782 | 604.5777 | 1.1671 | 610.4936 | 2.9136 | 604.5777 | 3.6177 | 604.5777 | 4.0206 | 604.5777 | 8.6513
| 604.8023 | 11.3284 | 604.8023 | 1.1986 | 610.7235 | 2.9083 | 604.8023 | 3.6239 | 604.8023 | 4.0125 | 604.8023 | 8.6593
| 605.0269 | 11.3043 | 605.0269 | 1.1986 | 610.9534 | 2.9145 | 605.0269 | 3.5941 | 605.0269 | 3.9876 | 605.0269 | 8.6105
| 605.2515 | 11.2825 | 605.2515 | 1.1671 | 611.1833 | 2.9048 | 605.2515 | 3.5995 | 605.2515 | 3.986 | 605.2515 | 8.6126
| 605.4761 | 11.2666 | 605.4761 | 1.1986 | 611.4132 | 2.9012 | 605.4761 | 3.5786 | 605.4761 | 3.966 | 605.4761 | 8.6044
| 605.7007 | 11.3224 | 605.7007 | 1.1986 | 611.6431 | 2.8897 | 605.7007 | 3.583 | 605.7007 | 3.973 | 605.7007 | 8.564
| 605.9253 | 11.2945 | 605.9253 | 1.1986 | 611.8731 | 2.8915 | 605.9253 | 3.5569 | 605.9253 | 3.9608 | 605.9253 | 8.4704
| 606.1499 | 11.3096 | 606.1499 | 1.1671 | 612.1031 | 2.8826 | 606.1499 | 3.5598 | 606.1499 | 3.9412 | 606.1499 | 8.568
| 606.3746 | 11.2572 | 606.3746 | 1.1671 | 612.333 | 2.895 | 606.3746 | 3.5388 | 606.3746 | 3.9431 | 606.3746 | 8.5084
| 606.5992 | 11.3955 | 606.5992 | 1.1671 | 612.563 | 2.8888 | 606.5992 | 3.5376 | 606.5992 | 3.9338 | 606.5992 | 8.5043
| 606.8239 | 11.2826 | 606.8239 | 1.1671 | 612.793 | 2.8959 | 606.8238 | 3.5166 | 606.8239 | 3.8971 | 606.8239 | 8.4027
| 607.0485 | 11.2725 | 607.0485 | 1.1671 | 613.023 | 2.8915 | 607.0485 | 3.5167 | 607.0485 | 3.8868 | 607.0485 | 8.4206
| 607.2733 | 11.2185 | 607.2733 | 1.1671 | 613.2531 | 2.8986 | 607.2732 | 3.4867 | 607.2733 | 3.8889 | 607.2733 | 8.3353
| 607.4979 | 11.2877 | 607.4979 | 1.1671 | 613.4831 | 2.8915 | 607.4979 | 3.4963 | 607.4979 | 3.8813 | 607.4979 | 8.3725
| 607.7226 | 11.2739 | 607.7226 | 1.1671 | 613.7131 | 2.8915 | 607.7226 | 3.4736 | 607.7226 | 3.8585 | 607.7226 | 8.3669
| 607.9473 | 11.2951 | 607.9473 | 1.1671 | 613.9432 | 2.872 | 607.9473 | 3.4731 | 607.9473 | 3.8694 | 607.9473 | 8.3631
| 608.1721 | 11.2473 | 608.1721 | 1.1671 | 614.1733 | 2.8782 | 608.1721 | 3.4508 | 608.1721 | 3.8577 | 608.1721 | 8.2734
| 608.3968 | 11.2747 | 608.3968 | 1.1671 | 614.4033 | 2.8729 | 608.3968 | 3.4485 | 608.3968 | 3.8326 | 608.3968 | 8.3234
| 608.6215 | 11.2306 | 608.6215 | 1.1671 | 614.6334 | 2.8782 | 608.6215 | 3.4245 | 608.6215 | 3.8104 | 608.6215 | 8.1845
| 608.8463 | 11.2077 | 608.8463 | 1.1671 | 614.8635 | 2.8623 | 608.8463 | 3.4216 | 608.8463 | 3.8135 | 608.8463 | 8.2614
| 609.071 | 11.2293 | 609.071 | 1.1671 | 615.0936 | 2.8764 | 609.071 | 3.4002 | 609.071 | 3.767 | 609.071 | 8.0918
| 609.2958 | 11.2158 | 609.2958 | 1.1671 | 615.3237 | 2.8658 | 609.2958 | 3.3959 | 609.2958 | 3.7736 | 609.2958 | 8.1737
| 609.5206 | 11.1144 | 609.5206 | 1.1355 | 615.5539 | 2.8702 | 609.5206 | 3.3739 | 609.5206 | 3.755 | 609.5206 | 8.0742
| 609.7454 | 11.2187 | 609.7454 | 1.1671 | 615.784 | 2.857 | 609.7454 | 3.3737 | 609.7454 | 3.7701 | 609.7454 | 8.0909
| 609.9702 | 11.199 | 609.9702 | 1.1355 | 616.0142 | 2.8667 | 609.9701 | 3.349 | 609.9702 | 3.7416 | 609.9702 | 7.9921
| 610.1949 | 11.23 | 610.1949 | 1.1355 | 616.2443 | 2.8543 | 610.1949 | 3.3521 | 610.1949 | 3.7336 | 610.1949 | 8.0729
| 610.4197 | 11.1233 | 610.4197 | 1.1355 | 616.4745 | 2.8605 | 610.4197 | 3.322 | 610.4197 | 3.6972 | 610.4197 | 7.9965
| 610.6446 | 11.1408 | 610.6446 | 1.1355 | 616.7047 | 2.8454 | 610.6446 | 3.3249 | 610.6446 | 3.711 | 610.6446 | 8.0049
| 610.8694 | 11.0728 | 610.8694 | 1.1355 | 616.9349 | 2.8534 | 610.8694 | 3.2975 | 610.8694 | 3.6913 | 610.8694 | 7.9302
| 611.0942 | 11.1509 | 611.0942 | 1.1355 | 617.1651 | 2.8472 | 611.0942 | 3.3004 | 611.0942 | 3.6702 | 611.0942 | 7.9482
| 611.3191 | 10.9887 | 611.3191 | 1.1355 | 617.3953 | 2.857 | 611.3191 | 3.2692 | 611.3191 | 3.6661 | 611.3191 | 7.8391
| 611.5439 | 11.0958 | 611.5439 | 1.1355 | 617.6255 | 2.8437 | 611.5439 | 3.2764 | 611.5439 | 3.6622 | 611.5439 | 7.8442
| 611.7689 | 11.0427 | 611.7689 | 1.1355 | 617.8558 | 2.8445 | 611.7689 | 3.2514 | 611.7689 | 3.6352 | 611.7689 | 7.8083
| 611.9937 | 11.1614 | 611.9937 | 1.1355 | 618.0861 | 2.8366 | 611.9937 | 3.251 | 611.9937 | 3.6248 | 611.9937 | 7.8043
| 612.2186 | 11.0435 | 612.2186 | 1.104 | 618.3163 | 2.8392 | 612.2186 | 3.2251 | 612.2186 | 3.6063 | 612.2186 | 7.7216
| 612.4435 | 11.081 | 612.4435 | 1.104 | 618.5466 | 2.8286 | 612.4435 | 3.2261 | 612.4435 | 3.5819 | 612.4435 | 7.7448
| 612.6685 | 10.9894 | 612.6685 | 1.104 | 618.7769 | 2.8357 | 612.6685 | 3.202 | 612.6685 | 3.569 | 612.6685 | 7.6334
| 612.8934 | 11.0855 | 612.8934 | 1.104 | 619.0072 | 2.8242 | 612.8934 | 3.2051 | 612.8934 | 3.5822 | 612.8934 | 7.6542
| 613.1183 | 10.9759 | 613.1183 | 1.104 | 619.2375 | 2.833 | 613.1183 | 3.1744 | 613.1183 | 3.5465 | 613.1183 | 7.589
| 613.3432 | 10.9699 | 613.3432 | 1.104 | 619.4678 | 2.8233 | 613.3432 | 3.1767 | 613.3432 | 3.5442 | 613.3432 | 7.5624
| 613.5682 | 10.9211 | 613.5682 | 1.104 | 619.6981 | 2.8277 | 613.5682 | 3.1555 | 613.5682 | 3.5041 | 613.5682 | 7.5612
| 613.7932 | 10.9448 | 613.7932 | 1.104 | 619.9285 | 2.826 | 613.7931 | 3.152 | 613.7932 | 3.5307 | 613.7932 | 7.5655
| 614.0181 | 10.8585 | 614.0181 | 1.104 | 620.1588 | 2.8375 | 614.0181 | 3.1273 | 614.0181 | 3.4951 | 614.0181 | 7.4568
| 614.2431 | 10.9434 | 614.2431 | 1.104 | 620.3892 | 2.8322 | 614.2431 | 3.126 | 614.2431 | 3.5004 | 614.2431 | 7.5435
| 614.4681 | 10.8933 | 614.4681 | 1.104 | 620.6196 | 2.8313 | 614.4681 | 3.1004 | 614.4681 | 3.481 | 614.4681 | 7.4001
| 614.6931 | 10.8586 | 614.6931 | 1.104 | 620.85 | 2.8251 | 614.693 | 3.1008 | 614.6931 | 3.4639 | 614.6931 | 7.4518
| 614.9181 | 10.8771 | 614.9181 | 1.0725 | 621.0804 | 2.8339 | 614.9181 | 3.0768 | 614.9181 | 3.455 | 614.9181 | 7.3956
| 615.1431 | 10.8607 | 615.1431 | 1.104 | 621.3108 | 2.8322 | 615.1431 | 3.0799 | 615.1431 | 3.4359 | 615.1431 | 7.3481
| 615.3681 | 10.8081 | 615.3681 | 1.0725 | 621.5412 | 2.8322 | 615.3681 | 3.0562 | 615.3681 | 3.4183 | 615.3681 | 7.3207
| 615.5931 | 10.842 | 615.5931 | 1.0725 | 621.7716 | 2.8207 | 615.5931 | 3.0571 | 615.5931 | 3.4285 | 615.5931 | 7.3078
| 615.8182 | 10.7418 | 615.8182 | 1.0725 | 622.0021 | 2.8251 | 615.8182 | 3.0371 | 615.8182 | 3.4078 | 615.8182 | 7.2766
| 616.0433 | 10.7759 | 616.0433 | 1.0725 | 622.2325 | 2.8242 | 616.0433 | 3.0382 | 616.0433 | 3.3834 | 616.0433 | 7.2764
| 616.2683 | 10.7075 | 616.2683 | 1.0725 | 622.463 | 2.8207 | 616.2683 | 3.0103 | 616.2683 | 3.3509 | 616.2683 | 7.2216
| 616.4934 | 10.8708 | 616.4934 | 1.0725 | 622.6934 | 2.8082 | 616.4934 | 3.0154 | 616.4934 | 3.3655 | 616.4934 | 7.2123
| 616.7185 | 10.7172 | 616.7185 | 1.0725 | 622.9239 | 2.8144 | 616.7185 | 2.9871 | 616.7185 | 3.3381 | 616.7185 | 7.1787
| 616.9436 | 10.7521 | 616.9436 | 1.0725 | 623.1544 | 2.8162 | 616.9436 | 2.9881 | 616.9436 | 3.3286 | 616.9436 | 7.1778
| 617.1687 | 10.7504 | 617.1687 | 1.0725 | 623.385 | 2.8144 | 617.1687 | 2.9653 | 617.1687 | 3.3274 | 617.1687 | 7.1183
| 617.3938 | 10.6821 | 617.3938 | 1.0725 | 623.6155 | 2.8038 | 617.3938 | 2.964 | 617.3938 | 3.3073 | 617.3938 | 7.0847
| 617.619 | 10.7504 | 617.619 | 1.0409 | 623.846 | 2.8065 | 617.619 | 2.9408 | 617.619 | 3.3039 | 617.619 | 7.0427
| 617.8441 | 10.7031 | 617.8441 | 1.0409 | 624.0765 | 2.8047 | 617.8441 | 2.9446 | 617.8441 | 3.2794 | 617.8441 | 7.0836
| 618.0692 | 10.6107 | 618.0692 | 1.0409 | 624.3071 | 2.8038 | 618.0692 | 2.912 | 618.0692 | 3.2589 | 618.0692 | 7.0106
| 618.2944 | 10.6109 | 618.2944 | 1.0409 | 624.5377 | 2.802 | 618.2944 | 2.9164 | 618.2944 | 3.2613 | 618.2944 | 7.0523
| 618.5195 | 10.57 | 618.5195 | 1.0409 | 624.7682 | 2.8047 | 618.5195 | 2.8917 | 618.5195 | 3.2456 | 618.5195 | 6.9169
| 618.7447 | 10.5749 | 618.7447 | 1.0409 | 624.9988 | 2.8038 | 618.7447 | 2.8924 | 618.7447 | 3.2467 | 618.7447 | 6.9469
| 618.9698 | 10.6031 | 618.9698 | 1.0409 | 625.2294 | 2.8109 | 618.9698 | 2.8689 | 618.9698 | 3.2248 | 618.9698 | 6.8322
| 619.1951 | 10.6251 | 619.1951 | 1.0409 | 625.46 | 2.8153 | 619.1951 | 2.8713 | 619.1951 | 3.2195 | 619.1951 | 6.864
| 619.4203 | 10.5082 | 619.4203 | 1.0409 | 625.6906 | 2.8189 | 619.4203 | 2.8498 | 619.4203 | 3.1826 | 619.4203 | 6.8493
| 619.6454 | 10.53 | 619.6454 | 1.0409 | 625.9213 | 2.8233 | 619.6454 | 2.8463 | 619.6454 | 3.1943 | 619.6454 | 6.8538
| 619.8707 | 10.5013 | 619.8707 | 1.0409 | 626.1519 | 2.8215 | 619.8707 | 2.8241 | 619.8707 | 3.1781 | 619.8707 | 6.8093
| 620.0959 | 10.4916 | 620.0959 | 1.0409 | 626.3826 | 2.8207 | 620.096 | 2.8281 | 620.0959 | 3.1671 | 620.0959 | 6.7641
| 620.3212 | 10.4386 | 620.3212 | 1.0094 | 626.6132 | 2.8224 | 620.3212 | 2.8053 | 620.3212 | 3.1739 | 620.3212 | 6.7474
| 620.5464 | 10.5428 | 620.5464 | 1.0094 | 626.8439 | 2.8233 | 620.5464 | 2.8067 | 620.5464 | 3.153 | 620.5464 | 6.7467
| 620.7717 | 10.4479 | 620.7717 | 1.0094 | 627.0746 | 2.8233 | 620.7717 | 2.7812 | 620.7717 | 3.1399 | 620.7717 | 6.7344
| 620.9969 | 10.4536 | 620.9969 | 1.0094 | 627.3053 | 2.8242 | 620.9969 | 2.784 | 620.9969 | 3.114 | 620.9969 | 6.6955
| 621.2222 | 10.4048 | 621.2222 | 1.0094 | 627.536 | 2.8269 | 621.2222 | 2.7596 | 621.2222 | 3.0872 | 621.2222 | 6.576
| 621.4475 | 10.4056 | 621.4475 | 1.0094 | 627.7667 | 2.8277 | 621.4475 | 2.7597 | 621.4475 | 3.1105 | 621.4475 | 6.628
| 621.6728 | 10.3872 | 621.6728 | 1.0094 | 627.9974 | 2.818 | 621.6728 | 2.739 | 621.6728 | 3.0794 | 621.6728 | 6.58
| 621.8981 | 10.4078 | 621.8981 | 1.0094 | 628.2282 | 2.8215 | 621.8981 | 2.7432 | 621.8981 | 3.0933 | 621.8981 | 6.6272
| 622.1234 | 10.3492 | 622.1234 | 1.0094 | 628.4589 | 2.8215 | 622.1234 | 2.7205 | 622.1234 | 3.0605 | 622.1234 | 6.5687
| 622.3488 | 10.3753 | 622.3488 | 1.0094 | 628.6897 | 2.8224 | 622.3487 | 2.7183 | 622.3488 | 3.0504 | 622.3488 | 6.5574
| 622.5741 | 10.3268 | 622.5741 | 0.97783 | 628.9204 | 2.8242 | 622.5741 | 2.6961 | 622.5741 | 3.0174 | 622.5741 | 6.5147
| 622.7994 | 10.3533 | 622.7994 | 0.97783 | 629.1512 | 2.8295 | 622.7994 | 2.6963 | 622.7994 | 3.0397 | 622.7994 | 6.5298
| 623.0248 | 10.2226 | 623.0248 | 0.97783 | 629.382 | 2.8445 | 623.0248 | 2.67 | 623.0248 | 3.0005 | 623.0248 | 6.4264
| 623.2501 | 10.2275 | 623.2501 | 0.97783 | 629.6128 | 2.8419 | 623.2501 | 2.6727 | 623.2501 | 3.0145 | 623.2501 | 6.399
| 623.4755 | 10.1836 | 623.4755 | 0.97783 | 629.8437 | 2.8073 | 623.4755 | 2.6481 | 623.4755 | 2.9828 | 623.4755 | 6.3814
| 623.7009 | 10.2587 | 623.7009 | 0.97783 | 630.0745 | 2.8109 | 623.7009 | 2.6477 | 623.7009 | 2.9861 | 623.7009 | 6.4263
| 623.9263 | 10.2081 | 623.9263 | 0.97783 | 630.3053 | 2.826 | 623.9263 | 2.6273 | 623.9263 | 2.9469 | 623.9263 | 6.3494
| 624.1517 | 10.18 | 624.1517 | 0.97783 | 630.5362 | 2.8029 | 624.1517 | 2.629 | 624.1517 | 2.9597 | 624.1517 | 6.3056
| 624.3771 | 10.148 | 624.3771 | 0.97783 | 630.767 | 2.7914 | 624.3771 | 2.6033 | 624.3771 | 2.9424 | 624.3771 | 6.3224
| 624.6025 | 10.0739 | 624.6025 | 0.94629 | 630.9979 | 2.7888 | 624.6025 | 2.6046 | 624.6025 | 2.9272 | 624.6025 | 6.3221
| 624.8279 | 10.1146 | 624.8279 | 0.97783 | 631.2288 | 2.795 | 624.8279 | 2.5853 | 624.8279 | 2.9137 | 624.8279 | 6.2329
| 625.0534 | 10.128 | 625.0534 | 0.94629 | 631.4597 | 2.81 | 625.0534 | 2.5861 | 625.0534 | 2.903 | 625.0534 | 6.2858
| 625.2788 | 10.0395 | 625.2788 | 0.94629 | 631.6906 | 2.8038 | 625.2788 | 2.5636 | 625.2788 | 2.8825 | 625.2788 | 6.1779
| 625.5043 | 10.0917 | 625.5043 | 0.94629 | 631.9215 | 2.8038 | 625.5043 | 2.5665 | 625.5043 | 2.8918 | 625.5043 | 6.1936
| 625.7297 | 10.0173 | 625.7297 | 0.94629 | 632.1524 | 2.8233 | 625.7297 | 2.5456 | 625.7297 | 2.8802 | 625.7297 | 6.1563
| 625.9552 | 10.021 | 625.9552 | 0.94629 | 632.3833 | 2.7852 | 625.9552 | 2.5496 | 625.9552 | 2.8664 | 625.9552 | 6.1911
| 626.1807 | 10.0005 | 626.1807 | 0.94629 | 632.6143 | 2.7648 | 626.1807 | 2.5275 | 626.1807 | 2.8645 | 626.1807 | 6.1111
| 626.4062 | 10.0236 | 626.4062 | 0.94629 | 632.8452 | 2.7843 | 626.4062 | 2.5298 | 626.4062 | 2.8352 | 626.4062 | 6.1276
| 626.6317 | 9.9919 | 626.6317 | 0.94629 | 633.0762 | 2.7781 | 626.6317 | 2.5103 | 626.6317 | 2.8508 | 626.6317 | 6.1258
| 626.8572 | 10.0288 | 626.8572 | 0.94629 | 633.3072 | 2.7719 | 626.8572 | 2.5169 | 626.8572 | 2.8385 | 626.8572 | 6.1013
| 627.0828 | 9.9972 | 627.0828 | 0.94629 | 633.5382 | 2.756 | 627.0828 | 2.4957 | 627.0828 | 2.8284 | 627.0828 | 6.0583
| 627.3083 | 10.0274 | 627.3083 | 0.94629 | 633.7692 | 2.748 | 627.3083 | 2.5008 | 627.3083 | 2.812 | 627.3083 | 6.0686
| 627.5338 | 9.9621 | 627.5338 | 0.94629 | 634.0002 | 2.7542 | 627.5338 | 2.4822 | 627.5338 | 2.8029 | 627.5338 | 6.0739
| 627.7594 | 9.977 | 627.7594 | 0.94629 | 634.2312 | 2.7463 | 627.7594 | 2.4793 | 627.7594 | 2.787 | 627.7594 | 6.0276
| 627.9849 | 9.8874 | 627.9849 | 0.94629 | 634.4623 | 2.7498 | 627.9849 | 2.4682 | 627.9849 | 2.794 | 627.9849 | 5.9744
| 628.2105 | 9.9455 | 628.2105 | 0.91475 | 634.6933 | 2.7657 | 628.2105 | 2.4658 | 628.2105 | 2.7947 | 628.2105 | 5.9803
| 628.4361 | 9.8458 | 628.4361 | 0.91475 | 634.9244 | 2.7454 | 628.4361 | 2.4551 | 628.4361 | 2.7963 | 628.4361 | 5.9394
| 628.6617 | 9.9965 | 628.6617 | 0.91475 | 635.1554 | 2.733 | 628.6617 | 2.4549 | 628.6617 | 2.7665 | 628.6617 | 5.9879
| 628.8873 | 9.96 | 628.8873 | 0.91475 | 635.3865 | 2.7613 | 628.8873 | 2.4366 | 628.8873 | 2.7534 | 628.8873 | 5.909
| 629.1129 | 9.9527 | 629.1129 | 0.91475 | 635.6176 | 2.7391 | 629.1129 | 2.4401 | 629.1129 | 2.7536 | 629.1129 | 5.9527
| 629.3385 | 9.8561 | 629.3385 | 0.91475 | 635.8487 | 2.7126 | 629.3385 | 2.4151 | 629.3385 | 2.7501 | 629.3385 | 5.8934
| 629.5641 | 9.9049 | 629.5641 | 0.91475 | 636.0798 | 2.7259 | 629.5642 | 2.4231 | 629.5641 | 2.7389 | 629.5641 | 5.8986
| 629.7898 | 9.8193 | 629.7898 | 0.91475 | 636.3109 | 2.7232 | 629.7898 | 2.4026 | 629.7898 | 2.7269 | 629.7898 | 5.8684
| 630.0154 | 9.865 | 630.0154 | 0.91475 | 636.542 | 2.7028 | 630.0154 | 2.4021 | 630.0154 | 2.7204 | 630.0154 | 5.9029
| 630.2411 | 9.7856 | 630.2411 | 0.91475 | 636.7732 | 2.7312 | 630.2411 | 2.3842 | 630.2411 | 2.7077 | 630.2411 | 5.8409
| 630.4668 | 9.8725 | 630.4668 | 0.8832 | 637.0043 | 2.7055 | 630.4668 | 2.384 | 630.4668 | 2.7161 | 630.4668 | 5.8675
| 630.6924 | 9.7995 | 630.6924 | 0.8832 | 637.2355 | 2.7037 | 630.6924 | 2.3642 | 630.6924 | 2.6728 | 630.6924 | 5.7917
| 630.9182 | 9.7806 | 630.9182 | 0.8832 | 637.4667 | 2.7206 | 630.9181 | 2.3627 | 630.9182 | 2.6797 | 630.9182 | 5.797
| 631.1438 | 9.7265 | 631.1438 | 0.8832 | 637.6979 | 2.7064 | 631.1438 | 2.3472 | 631.1438 | 2.6759 | 631.1438 | 5.7365
| 631.3695 | 9.6932 | 631.3695 | 0.8832 | 637.929 | 2.6754 | 631.3695 | 2.3425 | 631.3695 | 2.6549 | 631.3695 | 5.7721
| 631.5952 | 9.6719 | 631.5952 | 0.8832 | 638.1603 | 2.6843 | 631.5952 | 2.322 | 631.5952 | 2.6172 | 631.5952 | 5.6722
| 631.821 | 9.7001 | 631.821 | 0.8832 | 638.3915 | 2.6409 | 631.821 | 2.3217 | 631.821 | 2.6465 | 631.821 | 5.7521
| 632.0467 | 9.669 | 632.0467 | 0.8832 | 638.6227 | 2.6665 | 632.0467 | 2.2998 | 632.0467 | 2.6305 | 632.0467 | 5.6573
| 632.2725 | 9.5385 | 632.2725 | 0.8832 | 638.8539 | 2.6745 | 632.2725 | 2.2777 | 632.2725 | 2.5953 | 632.2725 | 5.6268
| 632.4982 | 9.5536 | 632.4982 | 0.8832 | 639.0852 | 2.6346 | 632.4982 | 2.2752 | 632.4982 | 2.5788 | 632.4982 | 5.5844
| 632.7239 | 9.4577 | 632.7239 | 0.85166 | 639.3164 | 2.6728 | 632.7239 | 2.2555 | 632.7239 | 2.5646 | 632.7239 | 5.5683
| 632.9497 | 9.515 | 632.9497 | 0.85166 | 639.5477 | 2.6488 | 632.9497 | 2.2558 | 632.9497 | 2.5653 | 632.9497 | 5.5871
| 633.1755 | 9.479 | 633.1755 | 0.85166 | 639.779 | 2.6365 | 633.1755 | 2.2345 | 633.1755 | 2.5472 | 633.1755 | 5.4948
| 633.4013 | 9.444 | 633.4013 | 0.85166 | 640.0103 | 2.6143 | 633.4013 | 2.2313 | 633.4013 | 2.532 | 633.4013 | 5.5121
| 633.6271 | 9.3341 | 633.6271 | 0.85166 | 640.2416 | 2.6019 | 633.6271 | 2.2073 | 633.6271 | 2.5148 | 633.6271 | 5.4417
| 633.8529 | 9.3724 | 633.8529 | 0.85166 | 640.4729 | 2.5886 | 633.8529 | 2.2075 | 633.8529 | 2.5303 | 633.8529 | 5.4577
| 634.0787 | 9.3748 | 634.0787 | 0.85166 | 640.7042 | 2.5993 | 634.0787 | 2.1892 | 634.0787 | 2.4759 | 634.0787 | 5.3869
| 634.3046 | 9.3347 | 634.3046 | 0.82012 | 640.9356 | 2.601 | 634.3046 | 2.1827 | 634.3046 | 2.4499 | 634.3046 | 5.3651
| 634.5304 | 9.2539 | 634.5304 | 0.82012 | 641.1669 | 2.6143 | 634.5304 | 2.1615 | 634.5304 | 2.4669 | 634.5304 | 5.263
| 634.7562 | 9.2549 | 634.7562 | 0.82012 | 641.3983 | 2.5859 | 634.7562 | 2.1546 | 634.7562 | 2.4699 | 634.7562 | 5.3401
| 634.9821 | 9.1575 | 634.9821 | 0.82012 | 641.6296 | 2.609 | 634.9821 | 2.1362 | 634.9821 | 2.463 | 634.9821 | 5.311
| 635.2079 | 9.1573 | 635.2079 | 0.82012 | 641.861 | 2.5798 | 635.2079 | 2.1313 | 635.2079 | 2.4269 | 635.2079 | 5.2782
| 635.4338 | 9.0325 | 635.4338 | 0.82012 | 642.0924 | 2.5585 | 635.4338 | 2.0933 | 635.4338 | 2.401 | 635.4338 | 5.2236
| 635.6597 | 9.0565 | 635.6597 | 0.82012 | 642.3238 | 2.5408 | 635.6597 | 2.1048 | 635.6597 | 2.4182 | 635.6597 | 5.2259
| 635.8856 | 8.975 | 635.8856 | 0.78858 | 642.5552 | 2.5434 | 635.8856 | 2.0777 | 635.8856 | 2.3592 | 635.8856 | 5.1236
| 636.1115 | 8.9396 | 636.1115 | 0.78858 | 642.7866 | 2.5505 | 636.1115 | 2.0707 | 636.1115 | 2.3754 | 636.1115 | 5.1255
| 636.3374 | 8.9036 | 636.3374 | 0.78858 | 643.0181 | 2.5514 | 636.3374 | 2.0486 | 636.3374 | 2.3393 | 636.3374 | 5.0359
| 636.5634 | 8.855 | 636.5634 | 0.78858 | 643.2495 | 2.547 | 636.5634 | 2.039 | 636.5634 | 2.3289 | 636.5634 | 5.0505
| 636.7892 | 8.9573 | 636.7892 | 0.78858 | 643.481 | 2.5213 | 636.7893 | 2.0532 | 636.7892 | 2.3378 | 636.7892 | 5.119
| 637.0152 | 8.8577 | 637.0152 | 0.78858 | 643.7124 | 2.5275 | 637.0152 | 2.0276 | 637.0152 | 2.3287 | 637.0152 | 5.0579
| 637.2411 | 8.7946 | 637.2411 | 0.78858 | 643.9439 | 2.5133 | 637.2411 | 2.0154 | 637.2411 | 2.2964 | 637.2411 | 4.9559
| 637.4671 | 8.717 | 637.4671 | 0.78858 | 644.1754 | 2.516 | 637.4671 | 2.0033 | 637.4671 | 2.2926 | 637.4671 | 4.9696
| 637.6931 | 8.5992 | 637.6931 | 0.75703 | 644.4069 | 2.4983 | 637.6931 | 1.9714 | 637.6931 | 2.2475 | 637.6931 | 4.8857
| 637.9191 | 8.7524 | 637.9191 | 0.78858 | 644.6384 | 2.4948 | 637.9191 | 2.0038 | 637.9191 | 2.2755 | 637.9191 | 4.9454
| 638.1451 | 8.6329 | 638.1451 | 0.75703 | 644.8699 | 2.5107 | 638.1451 | 1.9692 | 638.1451 | 2.2417 | 638.1451 | 4.8726
| 638.371 | 8.6863 | 638.371 | 0.75703 | 645.1014 | 2.493 | 638.371 | 1.9753 | 638.371 | 2.2761 | 638.371 | 4.9486
| 638.597 | 8.5136 | 638.597 | 0.75703 | 645.3329 | 2.4841 | 638.597 | 1.9391 | 638.597 | 2.213 | 638.597 | 4.8078
| 638.8231 | 8.4943 | 638.8231 | 0.75703 | 645.5645 | 2.4823 | 638.8231 | 1.9418 | 638.8231 | 2.2217 | 638.8231 | 4.8476
| 639.0491 | 8.4739 | 639.0491 | 0.75703 | 645.7961 | 2.4735 | 639.0491 | 1.9221 | 639.0491 | 2.1999 | 639.0491 | 4.7667
| 639.2751 | 8.4363 | 639.2751 | 0.75703 | 646.0276 | 2.4637 | 639.2752 | 1.926 | 639.2751 | 2.2058 | 639.2751 | 4.7811
| 639.5012 | 8.3507 | 639.5012 | 0.72549 | 646.2592 | 2.4629 | 639.5012 | 1.9004 | 639.5012 | 2.1793 | 639.5012 | 4.7652
| 639.7272 | 8.4821 | 639.7272 | 0.75703 | 646.4908 | 2.4664 | 639.7272 | 1.9204 | 639.7272 | 2.1847 | 639.7272 | 4.7501
| 639.9533 | 8.346 | 639.9533 | 0.72549 | 646.7224 | 2.4673 | 639.9533 | 1.8838 | 639.9533 | 2.1575 | 639.9533 | 4.7254
| 640.1794 | 8.3042 | 640.1794 | 0.72549 | 646.954 | 2.4584 | 640.1794 | 1.879 | 640.1794 | 2.1407 | 640.1794 | 4.6353
| 640.4055 | 8.3554 | 640.4055 | 0.72549 | 647.1856 | 2.4407 | 640.4055 | 1.8795 | 640.4055 | 2.1548 | 640.4055 | 4.6821
| 640.6315 | 8.2361 | 640.6315 | 0.69395 | 647.4173 | 2.4425 | 640.6315 | 1.8438 | 640.6315 | 2.1177 | 640.6315 | 4.5587
| 640.8576 | 8.1523 | 640.8576 | 0.69395 | 647.6489 | 2.4389 | 640.8576 | 1.831 | 640.8576 | 2.1096 | 640.8576 | 4.5695
| 641.0837 | 8.1007 | 641.0837 | 0.69395 | 647.8806 | 2.4088 | 641.0837 | 1.8216 | 641.0837 | 2.0808 | 641.0837 | 4.551
| 641.3099 | 8.1855 | 641.3099 | 0.69395 | 648.1122 | 2.3725 | 641.3099 | 1.8282 | 641.3099 | 2.1061 | 641.3099 | 4.6091
| 641.536 | 8.0833 | 641.536 | 0.69395 | 648.3439 | 2.3229 | 641.536 | 1.8055 | 641.536 | 2.0592 | 641.536 | 4.4866
| 641.7621 | 8.0175 | 641.7621 | 0.69395 | 648.5756 | 2.3132 | 641.7622 | 1.7937 | 641.7621 | 2.0369 | 641.7621 | 4.4394
| 641.9883 | 7.9763 | 641.9883 | 0.69395 | 648.8073 | 2.3327 | 641.9883 | 1.7801 | 641.9883 | 2.0209 | 641.9883 | 4.4536
| 642.2144 | 7.9628 | 642.2144 | 0.69395 | 649.039 | 2.3495 | 642.2144 | 1.7719 | 642.2144 | 2.0416 | 642.2144 | 4.4074
| 642.4406 | 7.9005 | 642.4406 | 0.69395 | 649.2707 | 2.3495 | 642.4406 | 1.759 | 642.4406 | 2.0321 | 642.4406 | 4.4389
| 642.6667 | 7.7862 | 642.6667 | 0.6624 | 649.5024 | 2.3477 | 642.6667 | 1.7364 | 642.6667 | 1.9914 | 642.6667 | 4.3485
| 642.8929 | 7.9439 | 642.8929 | 0.69395 | 649.7342 | 2.346 | 642.8929 | 1.7624 | 642.8929 | 2.0278 | 642.8929 | 4.3792
| 643.1191 | 7.7109 | 643.1191 | 0.6624 | 649.9659 | 2.3548 | 643.1191 | 1.7078 | 643.1191 | 1.9525 | 643.1191 | 4.2751
| 643.3453 | 7.8256 | 643.3453 | 0.6624 | 650.1977 | 2.3513 | 643.3453 | 1.7231 | 643.3453 | 1.9683 | 643.3453 | 4.2863
| 643.5715 | 7.6857 | 643.5715 | 0.6624 | 650.4295 | 2.3415 | 643.5715 | 1.6909 | 643.5715 | 1.9328 | 643.5715 | 4.2431
| 643.7978 | 7.4555 | 643.7978 | 0.63086 | 650.6613 | 2.3469 | 643.7978 | 1.6575 | 643.7978 | 1.9239 | 643.7978 | 4.1871
| 644.024 | 7.6818 | 644.024 | 0.6624 | 650.8931 | 2.3442 | 644.024 | 1.695 | 644.024 | 1.957 | 644.024 | 4.2363
| 644.2502 | 7.5899 | 644.2502 | 0.6624 | 651.1249 | 2.3539 | 644.2502 | 1.6603 | 644.2502 | 1.9338 | 644.2502 | 4.1534
| 644.4765 | 7.6979 | 644.4765 | 0.6624 | 651.3567 | 2.3645 | 644.4765 | 1.683 | 644.4765 | 1.9512 | 644.4765 | 4.2069
| 644.7028 | 7.6491 | 644.7028 | 0.6624 | 651.5885 | 2.3681 | 644.7028 | 1.6753 | 644.7028 | 1.9512 | 644.7028 | 4.2158
| 644.929 | 7.6684 | 644.929 | 0.6624 | 651.8203 | 2.3885 | 644.929 | 1.6682 | 644.929 | 1.939 | 644.929 | 4.1548
| 645.1553 | 7.6243 | 645.1553 | 0.63086 | 652.0522 | 2.4115 | 645.1553 | 1.6642 | 645.1553 | 1.9018 | 645.1553 | 4.177
| 645.3816 | 7.572 | 645.3816 | 0.63086 | 652.284 | 2.4151 | 645.3816 | 1.6468 | 645.3816 | 1.9146 | 645.3816 | 4.1388
| 645.6078 | 7.5826 | 645.6078 | 0.63086 | 652.5159 | 2.4177 | 645.6078 | 1.6527 | 645.6078 | 1.9008 | 645.6078 | 4.1548
| 645.8342 | 7.3198 | 645.8342 | 0.63086 | 652.7478 | 2.4044 | 645.8342 | 1.5982 | 645.8342 | 1.8469 | 645.8342 | 4.0105
| 646.0605 | 7.3539 | 646.0605 | 0.63086 | 652.9796 | 2.4053 | 646.0605 | 1.6069 | 646.0605 | 1.8714 | 646.0605 | 4.0042
| 646.2868 | 7.3817 | 646.2868 | 0.63086 | 653.2115 | 2.3964 | 646.2868 | 1.609 | 646.2868 | 1.8676 | 646.2868 | 4.0195
| 646.5131 | 7.2687 | 646.5131 | 0.59932 | 653.4435 | 2.3681 | 646.5131 | 1.5919 | 646.5131 | 1.8248 | 646.5131 | 3.995
| 646.7395 | 7.2003 | 646.7395 | 0.59932 | 653.6754 | 2.3353 | 646.7395 | 1.5715 | 646.7395 | 1.8093 | 646.7395 | 3.9749
| 646.9658 | 7.2675 | 646.9658 | 0.59932 | 653.9073 | 2.3035 | 646.9658 | 1.5954 | 646.9658 | 1.8081 | 646.9658 | 3.9742
| 647.1922 | 7.1207 | 647.1922 | 0.59932 | 654.1392 | 2.2972 | 647.1922 | 1.5512 | 647.1922 | 1.7677 | 647.1922 | 3.9064
| 647.4186 | 7.0629 | 647.4186 | 0.59932 | 654.3712 | 2.2919 | 647.4186 | 1.5468 | 647.4186 | 1.7625 | 647.4186 | 3.8562
| 647.645 | 7.1255 | 647.645 | 0.59932 | 654.6032 | 2.2849 | 647.645 | 1.55 | 647.645 | 1.7661 | 647.645 | 3.8821
| 647.8713 | 7.0902 | 647.8713 | 0.59932 | 654.8351 | 2.2866 | 647.8713 | 1.5624 | 647.8713 | 1.7556 | 647.8713 | 3.9452
| 648.0977 | 7.137 | 648.0977 | 0.59932 | 655.0671 | 2.2636 | 648.0977 | 1.5633 | 648.0977 | 1.7776 | 648.0977 | 3.9104
| 648.3242 | 7.0453 | 648.3242 | 0.59932 | 655.2991 | 2.276 | 648.3242 | 1.5372 | 648.3242 | 1.7523 | 648.3242 | 3.8844
| 648.5505 | 7.0057 | 648.5505 | 0.59932 | 655.5311 | 2.2592 | 648.5505 | 1.5265 | 648.5505 | 1.7678 | 648.5505 | 3.8062
| 648.777 | 6.8834 | 648.777 | 0.56777 | 655.7631 | 2.2521 | 648.777 | 1.5235 | 648.777 | 1.7152 | 648.777 | 3.7909
| 649.0034 | 6.8274 | 649.0034 | 0.56777 | 655.9951 | 2.2538 | 649.0034 | 1.4965 | 649.0034 | 1.7055 | 649.0034 | 3.7568
| 649.2299 | 6.7406 | 649.2299 | 0.56777 | 656.2272 | 2.2459 | 649.2299 | 1.4824 | 649.2299 | 1.6933 | 649.2299 | 3.6796
| 649.4563 | 6.7694 | 649.4563 | 0.56777 | 656.4592 | 2.2255 | 649.4563 | 1.4647 | 649.4563 | 1.6575 | 649.4563 | 3.6477
| 649.6828 | 6.7008 | 649.6828 | 0.56777 | 656.6913 | 2.2468 | 649.6828 | 1.4577 | 649.6828 | 1.6626 | 649.6828 | 3.609
| 649.9092 | 6.7324 | 649.9092 | 0.56777 | 656.9233 | 2.2441 | 649.9092 | 1.4669 | 649.9092 | 1.6875 | 649.9092 | 3.6487
| 650.1357 | 6.6959 | 650.1357 | 0.56777 | 657.1554 | 2.2353 | 650.1357 | 1.4588 | 650.1357 | 1.6564 | 650.1357 | 3.6402
| 650.3622 | 6.7363 | 650.3622 | 0.56777 | 657.3875 | 2.1759 | 650.3622 | 1.4487 | 650.3622 | 1.6849 | 650.3622 | 3.637
| 650.5887 | 6.7272 | 650.5887 | 0.56777 | 657.6196 | 2.2105 | 650.5887 | 1.4609 | 650.5887 | 1.6817 | 650.5887 | 3.6604
| 650.8152 | 6.6385 | 650.8152 | 0.56777 | 657.8517 | 2.2105 | 650.8152 | 1.4288 | 650.8152 | 1.6631 | 650.8152 | 3.5735
| 651.0417 | 6.7184 | 651.0417 | 0.56777 | 658.0838 | 2.1812 | 651.0417 | 1.4486 | 651.0417 | 1.6612 | 651.0417 | 3.6193
| 651.2682 | 6.5638 | 651.2682 | 0.53623 | 658.316 | 2.1981 | 651.2682 | 1.4242 | 651.2682 | 1.6557 | 651.2682 | 3.5755
| 651.4948 | 6.439 | 651.4948 | 0.53623 | 658.5481 | 2.1963 | 651.4948 | 1.3933 | 651.4948 | 1.5974 | 651.4948 | 3.4899
| 651.7214 | 6.4815 | 651.7214 | 0.53623 | 658.7802 | 2.175 | 651.7214 | 1.4047 | 651.7214 | 1.6317 | 651.7214 | 3.5188
| 651.9479 | 6.5688 | 651.9479 | 0.53623 | 659.0124 | 2.1759 | 651.9479 | 1.4177 | 651.9479 | 1.6402 | 651.9479 | 3.5142
| 652.1744 | 6.5902 | 652.1744 | 0.53623 | 659.2446 | 2.1449 | 652.1744 | 1.4229 | 652.1744 | 1.6441 | 652.1744 | 3.5368
| 652.4011 | 6.5964 | 652.4011 | 0.56777 | 659.4767 | 2.1485 | 652.4011 | 1.4278 | 652.4011 | 1.636 | 652.4011 | 3.5499
| 652.6276 | 6.553 | 652.6276 | 0.53623 | 659.7089 | 2.1458 | 652.6276 | 1.4098 | 652.6276 | 1.612 | 652.6276 | 3.5644
| 652.8542 | 6.5506 | 652.8542 | 0.53623 | 659.9411 | 2.1387 | 652.8542 | 1.4115 | 652.8542 | 1.623 | 652.8542 | 3.5251
| 653.0808 | 6.4964 | 653.0808 | 0.53623 | 660.1733 | 2.1529 | 653.0808 | 1.4021 | 653.0808 | 1.6203 | 653.0808 | 3.4854
| 653.3074 | 6.4814 | 653.3074 | 0.53623 | 660.4056 | 2.1467 | 653.3074 | 1.3961 | 653.3074 | 1.6214 | 653.3074 | 3.4841
| 653.5341 | 6.3949 | 653.5341 | 0.53623 | 660.6378 | 2.1396 | 653.5341 | 1.3793 | 653.5341 | 1.5895 | 653.5341 | 3.4818
| 653.7607 | 6.424 | 653.7607 | 0.53623 | 660.87 | 2.1431 | 653.7607 | 1.3891 | 653.7607 | 1.6043 | 653.7607 | 3.4826
| 653.9873 | 6.4168 | 653.9873 | 0.53623 | 661.1023 | 2.1529 | 653.9873 | 1.3846 | 653.9873 | 1.6008 | 653.9873 | 3.4481
| 654.2139 | 6.3784 | 654.2139 | 0.53623 | 661.3346 | 2.129 | 654.2139 | 1.3771 | 654.2139 | 1.5795 | 654.2139 | 3.4125
| 654.4406 | 6.2554 | 654.4406 | 0.50469 | 661.5668 | 2.1192 | 654.4406 | 1.342 | 654.4406 | 1.5278 | 654.4406 | 3.3693
| 654.6673 | 6.4401 | 654.6673 | 0.53623 | 661.7991 | 2.1237 | 654.6673 | 1.3708 | 654.6673 | 1.5897 | 654.6673 | 3.4399
| 654.8939 | 6.2734 | 654.8939 | 0.50469 | 662.0314 | 2.1255 | 654.8939 | 1.3509 | 654.8939 | 1.5577 | 654.8939 | 3.3641
| 655.1206 | 6.3178 | 655.1206 | 0.50469 | 662.2637 | 2.113 | 655.1206 | 1.3508 | 655.1206 | 1.5714 | 655.1206 | 3.3788
| 655.3474 | 6.2215 | 655.3474 | 0.50469 | 662.496 | 2.0962 | 655.3474 | 1.3267 | 655.3474 | 1.5169 | 655.3474 | 3.2735
| 655.574 | 6.3042 | 655.574 | 0.50469 | 662.7283 | 2.0847 | 655.574 | 1.3522 | 655.574 | 1.5447 | 655.574 | 3.3608
| 655.8007 | 6.2216 | 655.8007 | 0.50469 | 662.9607 | 2.083 | 655.8007 | 1.3253 | 655.8007 | 1.5258 | 655.8007 | 3.3171
| 656.0275 | 6.1486 | 656.0275 | 0.50469 | 663.193 | 2.0865 | 656.0275 | 1.3186 | 656.0275 | 1.5175 | 656.0275 | 3.2954
| 656.2542 | 6.1089 | 656.2542 | 0.50469 | 663.4254 | 2.0767 | 656.2542 | 1.3016 | 656.2542 | 1.4995 | 656.2542 | 3.2886
| 656.4809 | 6.124 | 656.4809 | 0.50469 | 663.6577 | 2.0803 | 656.4809 | 1.3081 | 656.4809 | 1.5065 | 656.4809 | 3.22
| 656.7076 | 6.0305 | 656.7076 | 0.50469 | 663.8901 | 2.052 | 656.7076 | 1.2871 | 656.7076 | 1.4915 | 656.7076 | 3.2314
| 656.9344 | 6.047 | 656.9344 | 0.50469 | 664.1225 | 2.0431 | 656.9344 | 1.2948 | 656.9344 | 1.4965 | 656.9344 | 3.2246
| 657.1612 | 5.9582 | 657.1612 | 0.47315 | 664.3549 | 2.0333 | 657.1612 | 1.2663 | 657.1612 | 1.4718 | 657.1612 | 3.1588
| 657.3879 | 5.9155 | 657.3879 | 0.47315 | 664.5873 | 2.0245 | 657.3879 | 1.2641 | 657.3879 | 1.4468 | 657.3879 | 3.1526
| 657.6147 | 5.9096 | 657.6147 | 0.47315 | 664.8197 | 2.028 | 657.6147 | 1.2633 | 657.6147 | 1.4566 | 657.6147 | 3.1325
| 657.8416 | 5.8337 | 657.8416 | 0.47315 | 665.0522 | 2.0218 | 657.8415 | 1.2479 | 657.8416 | 1.4345 | 657.8416 | 3.1118
| 658.0684 | 5.8041 | 658.0684 | 0.47315 | 665.2846 | 2.0466 | 658.0684 | 1.2354 | 658.0684 | 1.4204 | 658.0684 | 3.1063
| 658.2952 | 5.7686 | 658.2952 | 0.47315 | 665.5171 | 2.0245 | 658.2952 | 1.2294 | 658.2952 | 1.4237 | 658.2952 | 3.1101
| 658.522 | 5.6624 | 658.522 | 0.47315 | 665.7495 | 2.0174 | 658.522 | 1.211 | 658.522 | 1.3852 | 658.522 | 3.0054
| 658.7488 | 5.7387 | 658.7488 | 0.4416 | 665.982 | 2.0183 | 658.7488 | 1.2143 | 658.7488 | 1.3805 | 658.7488 | 3.0009
| 658.9756 | 5.7095 | 658.9756 | 0.47315 | 666.2145 | 1.9961 | 658.9756 | 1.2183 | 658.9756 | 1.3986 | 658.9756 | 3.0538
| 659.2025 | 5.748 | 659.2025 | 0.4416 | 666.447 | 1.9838 | 659.2025 | 1.2136 | 659.2025 | 1.4032 | 659.2025 | 3.033
| 659.4294 | 5.6036 | 659.4294 | 0.4416 | 666.6795 | 1.9713 | 659.4294 | 1.1901 | 659.4294 | 1.3778 | 659.4294 | 2.9897
| 659.6562 | 5.5509 | 659.6562 | 0.4416 | 666.912 | 1.9634 | 659.6562 | 1.1891 | 659.6562 | 1.3655 | 659.6562 | 2.9361
| 659.8831 | 5.5288 | 659.8831 | 0.4416 | 667.1445 | 1.9589 | 659.8831 | 1.1722 | 659.8831 | 1.3593 | 659.8831 | 2.9346
| 660.11 | 5.5073 | 660.11 | 0.4416 | 667.377 | 1.9519 | 660.11 | 1.1739 | 660.11 | 1.3507 | 660.11 | 2.9834
| 660.3369 | 5.4799 | 660.3369 | 0.4416 | 667.6096 | 1.9439 | 660.3369 | 1.1578 | 660.3369 | 1.3364 | 660.3369 | 2.9105
| 660.5638 | 5.4676 | 660.5638 | 0.4416 | 667.8421 | 1.9359 | 660.5638 | 1.1576 | 660.5638 | 1.3347 | 660.5638 | 2.9181
| 660.7907 | 5.3811 | 660.7907 | 0.4416 | 668.0747 | 1.9288 | 660.7907 | 1.14 | 660.7907 | 1.3104 | 660.7907 | 2.8641
| 661.0176 | 5.387 | 661.0176 | 0.4416 | 668.3072 | 1.9217 | 661.0176 | 1.1442 | 661.0176 | 1.3268 | 661.0176 | 2.8464
| 661.2446 | 5.3196 | 661.2446 | 0.4416 | 668.5398 | 1.9129 | 661.2446 | 1.1261 | 661.2446 | 1.3112 | 661.2446 | 2.8168
| 661.4715 | 5.3275 | 661.4715 | 0.4416 | 668.7724 | 1.9094 | 661.4715 | 1.1317 | 661.4715 | 1.3117 | 661.4715 | 2.8884
| 661.6984 | 5.2606 | 661.6984 | 0.41006 | 669.005 | 1.8987 | 661.6984 | 1.1138 | 661.6984 | 1.2765 | 661.6984 | 2.816
| 661.9254 | 5.3305 | 661.9254 | 0.41006 | 669.2376 | 1.8943 | 661.9254 | 1.1182 | 661.9254 | 1.2842 | 661.9254 | 2.8044
| 662.1523 | 5.1994 | 662.1523 | 0.41006 | 669.4703 | 1.8854 | 662.1523 | 1.1021 | 662.1523 | 1.2719 | 662.1523 | 2.7907
| 662.3793 | 5.2689 | 662.3793 | 0.41006 | 669.7029 | 1.8766 | 662.3793 | 1.1065 | 662.3793 | 1.2816 | 662.3793 | 2.8163
| 662.6063 | 5.1805 | 662.6063 | 0.41006 | 669.9355 | 1.8633 | 662.6063 | 1.0933 | 662.6063 | 1.2627 | 662.6063 | 2.7634
| 662.8333 | 5.2187 | 662.8333 | 0.41006 | 670.1682 | 1.858 | 662.8333 | 1.0964 | 662.8333 | 1.2482 | 662.8333 | 2.7489
| 663.0603 | 5.145 | 663.0603 | 0.41006 | 670.4009 | 1.8527 | 663.0603 | 1.0824 | 663.0603 | 1.2539 | 663.0603 | 2.7328
| 663.2874 | 5.1085 | 663.2874 | 0.41006 | 670.6335 | 1.8465 | 663.2873 | 1.0864 | 663.2874 | 1.2457 | 663.2874 | 2.7648
| 663.5143 | 5.0839 | 663.5143 | 0.41006 | 670.8662 | 1.8376 | 663.5143 | 1.0701 | 663.5143 | 1.2414 | 663.5143 | 2.7109
| 663.7414 | 5.1223 | 663.7414 | 0.41006 | 671.0989 | 1.8297 | 663.7414 | 1.0766 | 663.7414 | 1.2323 | 663.7414 | 2.7407
| 663.9684 | 5.072 | 663.9684 | 0.41006 | 671.3316 | 1.8199 | 663.9684 | 1.0645 | 663.9684 | 1.2337 | 663.9684 | 2.7168
| 664.1955 | 5.0916 | 664.1955 | 0.41006 | 671.5643 | 1.8146 | 664.1955 | 1.0661 | 664.1955 | 1.2163 | 664.1955 | 2.6956
| 664.4225 | 4.9664 | 664.4225 | 0.37852 | 671.7971 | 1.8022 | 664.4226 | 1.0473 | 664.4225 | 1.209 | 664.4225 | 2.6463
| 664.6496 | 5.0024 | 664.6496 | 0.41006 | 672.0298 | 1.7987 | 664.6496 | 1.0542 | 664.6496 | 1.2166 | 664.6496 | 2.6992
| 664.8766 | 5.004 | 664.8766 | 0.37852 | 672.2625 | 1.7809 | 664.8767 | 1.0392 | 664.8766 | 1.1954 | 664.8766 | 2.6144
| 665.1038 | 4.9814 | 665.1038 | 0.37852 | 672.4953 | 1.78 | 665.1038 | 1.0402 | 665.1038 | 1.1969 | 665.1038 | 2.6716
| 665.3309 | 4.897 | 665.3309 | 0.37852 | 672.7281 | 1.7712 | 665.3309 | 1.0225 | 665.3309 | 1.1801 | 665.3309 | 2.5963
| 665.558 | 4.921 | 665.558 | 0.37852 | 672.9608 | 1.7685 | 665.558 | 1.0295 | 665.558 | 1.1851 | 665.558 | 2.6278
| 665.7851 | 4.8811 | 665.7851 | 0.37852 | 673.1936 | 1.7562 | 665.7851 | 1.0168 | 665.7851 | 1.1722 | 665.7851 | 2.5887
| 666.0122 | 4.8638 | 666.0122 | 0.37852 | 673.4264 | 1.7517 | 666.0122 | 1.0177 | 666.0122 | 1.1742 | 666.0122 | 2.5641
| 666.2393 | 4.7975 | 666.2393 | 0.37852 | 673.6592 | 1.7367 | 666.2393 | 1.0036 | 666.2393 | 1.1679 | 666.2393 | 2.5215
| 666.4665 | 4.8076 | 666.4665 | 0.37852 | 673.8921 | 1.7314 | 666.4665 | 1.0056 | 666.4665 | 1.162 | 666.4665 | 2.5552
| 666.6936 | 4.7409 | 666.6936 | 0.37852 | 674.1249 | 1.7181 | 666.6936 | 0.99073 | 666.6936 | 1.1398 | 666.6936 | 2.5336
| 666.9208 | 4.748 | 666.9208 | 0.37852 | 674.3577 | 1.703 | 666.9208 | 0.99608 | 666.9208 | 1.1519 | 666.9208 | 2.5289
| 667.1479 | 4.7031 | 667.1479 | 0.37852 | 674.5906 | 1.6986 | 667.148 | 0.97908 | 667.1479 | 1.1254 | 667.1479 | 2.4696
| 667.3751 | 4.6887 | 667.3751 | 0.37852 | 674.8234 | 1.6977 | 667.3751 | 0.9807 | 667.3751 | 1.1277 | 667.3751 | 2.5092
| 667.6023 | 4.6009 | 667.6023 | 0.34697 | 675.0563 | 1.688 | 667.6023 | 0.96607 | 667.6023 | 1.1032 | 667.6023 | 2.4564
| 667.8295 | 4.6362 | 667.8295 | 0.34697 | 675.2892 | 1.6827 | 667.8295 | 0.97338 | 667.8295 | 1.1191 | 667.8295 | 2.4924
| 668.0567 | 4.5976 | 668.0567 | 0.34697 | 675.5221 | 1.6711 | 668.0567 | 0.95604 | 668.0567 | 1.1152 | 668.0567 | 2.4309
| 668.2839 | 4.5522 | 668.2839 | 0.34697 | 675.755 | 1.6649 | 668.2839 | 0.96072 | 668.2839 | 1.114 | 668.2839 | 2.4555
| 668.5111 | 4.5307 | 668.5111 | 0.34697 | 675.9879 | 1.6525 | 668.5111 | 0.94295 | 668.5111 | 1.1018 | 668.5111 | 2.4061
| 668.7383 | 4.547 | 668.7383 | 0.34697 | 676.2208 | 1.6517 | 668.7383 | 0.94822 | 668.7383 | 1.0941 | 668.7383 | 2.4151
| 668.9656 | 4.4899 | 668.9656 | 0.34697 | 676.4537 | 1.6339 | 668.9656 | 0.93181 | 668.9656 | 1.0828 | 668.9656 | 2.4099
| 669.1929 | 4.5248 | 669.1929 | 0.34697 | 676.6866 | 1.6339 | 669.1929 | 0.93453 | 669.1929 | 1.0898 | 669.1929 | 2.3566
| 669.4201 | 4.4055 | 669.4201 | 0.34697 | 676.9196 | 1.6233 | 669.4201 | 0.91948 | 669.4201 | 1.0674 | 669.4201 | 2.3574
| 669.6473 | 4.4387 | 669.6473 | 0.34697 | 677.1526 | 1.618 | 669.6473 | 0.92671 | 669.6473 | 1.0617 | 669.6473 | 2.3595
| 669.8746 | 4.3793 | 669.8746 | 0.34697 | 677.3855 | 1.6056 | 669.8746 | 0.91115 | 669.8746 | 1.0558 | 669.8746 | 2.3424
| 670.1019 | 4.3814 | 670.1019 | 0.34697 | 677.6185 | 1.6083 | 670.1019 | 0.91396 | 670.1019 | 1.0512 | 670.1019 | 2.3565
| 670.3292 | 4.3294 | 670.3292 | 0.34697 | 677.8515 | 1.5896 | 670.3292 | 0.89874 | 670.3292 | 1.0472 | 670.3292 | 2.2916
| 670.5565 | 4.3472 | 670.5565 | 0.34697 | 678.0845 | 1.5941 | 670.5565 | 0.9018 | 670.5565 | 1.0471 | 670.5565 | 2.3468
| 670.7838 | 4.2887 | 670.7838 | 0.31543 | 678.3175 | 1.5737 | 670.7838 | 0.88947 | 670.7838 | 1.0223 | 670.7838 | 2.3228
| 671.0112 | 4.269 | 671.0112 | 0.31543 | 678.5505 | 1.5755 | 671.0112 | 0.88922 | 671.0112 | 1.0424 | 671.0112 | 2.2738
| 671.2385 | 4.2539 | 671.2385 | 0.31543 | 678.7835 | 1.5631 | 671.2385 | 0.87884 | 671.2385 | 1.0197 | 671.2385 | 2.265
| 671.4658 | 4.2064 | 671.4658 | 0.31543 | 679.0166 | 1.5631 | 671.4658 | 0.88148 | 671.4658 | 1.0097 | 671.4658 | 2.2686
| 671.6932 | 4.1528 | 671.6932 | 0.31543 | 679.2496 | 1.5471 | 671.6932 | 0.86864 | 671.6932 | 1.0102 | 671.6932 | 2.2159
| 671.9205 | 4.1879 | 671.9205 | 0.31543 | 679.4827 | 1.5463 | 671.9205 | 0.87196 | 671.9205 | 0.98846 | 671.9205 | 2.2198
| 672.1479 | 4.1445 | 672.1479 | 0.31543 | 679.7158 | 1.5303 | 672.1479 | 0.85742 | 672.1479 | 0.99794 | 672.1479 | 2.1864
| 672.3752 | 4.1149 | 672.3752 | 0.31543 | 679.9488 | 1.5312 | 672.3752 | 0.8615 | 672.3752 | 1.0008 | 672.3752 | 2.2484
| 672.6027 | 4.083 | 672.6027 | 0.31543 | 680.1819 | 1.5126 | 672.6027 | 0.84713 | 672.6027 | 0.98332 | 672.6027 | 2.1937
| 672.83 | 4.0915 | 672.83 | 0.31543 | 680.415 | 1.5153 | 672.83 | 0.85079 | 672.83 | 0.9912 | 672.83 | 2.2133
| 673.0574 | 4.0069 | 673.0574 | 0.31543 | 680.6481 | 1.5002 | 673.0574 | 0.83718 | 673.0574 | 0.96802 | 673.0574 | 2.1535
| 673.2849 | 4.0154 | 673.2849 | 0.31543 | 680.8813 | 1.502 | 673.2849 | 0.84067 | 673.2849 | 0.97873 | 673.2849 | 2.1732
| 673.5123 | 3.9951 | 673.5123 | 0.31543 | 681.1144 | 1.486 | 673.5123 | 0.82698 | 673.5123 | 0.94882 | 673.5123 | 2.1243
| 673.7397 | 4.0126 | 673.7397 | 0.31543 | 681.3475 | 1.486 | 673.7397 | 0.83055 | 673.7397 | 0.97082 | 673.7397 | 2.1429
| 673.9672 | 3.9431 | 673.9672 | 0.28389 | 681.5807 | 1.4736 | 673.9672 | 0.8178 | 673.9672 | 0.95941 | 673.9672 | 2.1115
| 674.1946 | 3.9381 | 674.1946 | 0.28389 | 681.8138 | 1.4692 | 674.1946 | 0.82384 | 674.1946 | 0.94494 | 674.1946 | 2.1163
| 674.4221 | 3.8812 | 674.4221 | 0.28389 | 682.047 | 1.4577 | 674.4221 | 0.80913 | 674.4221 | 0.94642 | 674.4221 | 2.0888
| 674.6495 | 3.8876 | 674.6495 | 0.28389 | 682.2802 | 1.4524 | 674.6495 | 0.81355 | 674.6495 | 0.94928 | 674.6495 | 2.1281
| 674.877 | 3.8177 | 674.877 | 0.28389 | 682.5134 | 1.4426 | 674.8769 | 0.79952 | 674.877 | 0.92812 | 674.877 | 2.0477
| 675.1045 | 3.8419 | 675.1045 | 0.28389 | 682.7466 | 1.4373 | 675.1045 | 0.80275 | 675.1045 | 0.93097 | 675.1045 | 2.0749
| 675.332 | 3.7572 | 675.332 | 0.28389 | 682.9798 | 1.4285 | 675.332 | 0.79255 | 675.332 | 0.92805 | 675.332 | 2.0455
| 675.5594 | 3.8081 | 675.5594 | 0.28389 | 683.213 | 1.4285 | 675.5594 | 0.79187 | 675.5594 | 0.9161 | 675.5594 | 2.0305
| 675.787 | 3.721 | 675.787 | 0.28389 | 683.4462 | 1.4152 | 675.787 | 0.7815 | 675.787 | 0.9122 | 675.787 | 1.9861
| 676.0145 | 3.7355 | 676.0145 | 0.28389 | 683.6795 | 1.4107 | 676.0145 | 0.78643 | 676.0145 | 0.91633 | 676.0145 | 2.0076
| 676.242 | 3.718 | 676.242 | 0.28389 | 683.9127 | 1.4019 | 676.242 | 0.77138 | 676.242 | 0.87448 | 676.242 | 1.9935
| 676.4695 | 3.7374 | 676.4695 | 0.28389 | 684.146 | 1.3966 | 676.4695 | 0.78005 | 676.4695 | 0.89463 | 676.4695 | 2.0051
| 676.6971 | 3.6542 | 676.6971 | 0.28389 | 684.3793 | 1.3851 | 676.6971 | 0.76364 | 676.6971 | 0.88958 | 676.6971 | 1.9627
| 676.9246 | 3.7026 | 676.9246 | 0.28389 | 684.6125 | 1.3824 | 676.9246 | 0.77027 | 676.9246 | 0.88874 | 676.9246 | 1.9448
| 677.1522 | 3.6355 | 677.1522 | 0.28389 | 684.8458 | 1.3709 | 677.1522 | 0.75591 | 677.1522 | 0.8808 | 677.1522 | 1.9463
| 677.3798 | 3.6166 | 677.3798 | 0.28389 | 685.0791 | 1.3674 | 677.3798 | 0.75667 | 677.3798 | 0.88061 | 677.3798 | 1.9553
| 677.6074 | 3.5884 | 677.6074 | 0.28389 | 685.3124 | 1.3585 | 677.6074 | 0.74715 | 677.6074 | 0.86891 | 677.6074 | 1.8973
| 677.835 | 3.564 | 677.835 | 0.28389 | 685.5458 | 1.3497 | 677.835 | 0.75063 | 677.835 | 0.86912 | 677.835 | 1.9408
| 678.0626 | 3.5053 | 678.0626 | 0.25234 | 685.7791 | 1.3417 | 678.0626 | 0.73831 | 678.0626 | 0.84982 | 678.0626 | 1.9009
| 678.2902 | 3.537 | 678.2902 | 0.25234 | 686.0124 | 1.3364 | 678.2902 | 0.74205 | 678.2902 | 0.86546 | 678.2902 | 1.9376
| 678.5178 | 3.4844 | 678.5178 | 0.25234 | 686.2458 | 1.3275 | 678.5178 | 0.72946 | 678.5178 | 0.85044 | 678.5178 | 1.8596
| 678.7454 | 3.5092 | 678.7454 | 0.25234 | 686.4791 | 1.3222 | 678.7454 | 0.73406 | 678.7454 | 0.84415 | 678.7454 | 1.9087
| 678.973 | 3.4796 | 678.973 | 0.25234 | 686.7125 | 1.3134 | 678.973 | 0.72045 | 678.973 | 0.83893 | 678.973 | 1.8596
| 679.2007 | 3.4415 | 679.2007 | 0.25234 | 686.9459 | 1.3071 | 679.2007 | 0.7247 | 679.2007 | 0.83956 | 679.2007 | 1.8619
| 679.4283 | 3.3694 | 679.4283 | 0.25234 | 687.1793 | 1.3027 | 679.4283 | 0.71212 | 679.4283 | 0.82818 | 679.4283 | 1.836
| 679.656 | 3.4331 | 679.656 | 0.25234 | 687.4127 | 1.2983 | 679.656 | 0.71476 | 679.656 | 0.82483 | 679.656 | 1.8684
| 679.8837 | 3.3685 | 679.8837 | 0.25234 | 687.6461 | 1.2886 | 679.8837 | 0.70192 | 679.8837 | 0.82511 | 679.8837 | 1.8161
| 680.1113 | 3.3455 | 680.1113 | 0.25234 | 687.8795 | 1.2788 | 680.1113 | 0.70498 | 680.1113 | 0.82226 | 680.1113 | 1.8065
| 680.3391 | 3.2912 | 680.3391 | 0.25234 | 688.1129 | 1.2735 | 680.3391 | 0.69282 | 680.3391 | 0.80171 | 680.3391 | 1.7807
| 680.5667 | 3.3173 | 680.5667 | 0.25234 | 688.3464 | 1.2673 | 680.5667 | 0.69359 | 680.5667 | 0.80817 | 680.5667 | 1.8163
| 680.7944 | 3.2284 | 680.7944 | 0.25234 | 688.5798 | 1.2602 | 680.7944 | 0.68517 | 680.7944 | 0.80362 | 680.7944 | 1.7433
| 681.0222 | 3.2687 | 681.0222 | 0.25234 | 688.8133 | 1.254 | 681.0222 | 0.68806 | 681.0222 | 0.78686 | 681.0222 | 1.7647
| 681.2499 | 3.2253 | 681.2499 | 0.25234 | 689.0467 | 1.2487 | 681.2499 | 0.67786 | 681.2499 | 0.7869 | 681.2499 | 1.728
| 681.4776 | 3.2134 | 681.4776 | 0.25234 | 689.2802 | 1.239 | 681.4776 | 0.67752 | 681.4776 | 0.78165 | 681.4776 | 1.7546
| 681.7053 | 3.166 | 681.7053 | 0.25234 | 689.5137 | 1.2345 | 681.7053 | 0.66766 | 681.7053 | 0.75579 | 681.7053 | 1.7434
| 681.9331 | 3.1871 | 681.9331 | 0.25234 | 689.7472 | 1.2265 | 681.9331 | 0.67012 | 681.9331 | 0.77334 | 681.9331 | 1.7116
| 682.1608 | 3.0924 | 682.1608 | 0.2208 | 689.9807 | 1.2212 | 682.1608 | 0.65703 | 682.1608 | 0.75913 | 682.1608 | 1.7058
| 682.3886 | 3.1526 | 682.3886 | 0.2208 | 690.2142 | 1.2133 | 682.3886 | 0.6634 | 682.3886 | 0.76967 | 682.3886 | 1.7225
| 682.6164 | 3.094 | 682.6164 | 0.2208 | 690.4478 | 1.208 | 682.6164 | 0.65116 | 682.6164 | 0.76514 | 682.6164 | 1.6888
| 682.8442 | 3.0898 | 682.8442 | 0.2208 | 690.6813 | 1.1982 | 682.8442 | 0.65116 | 682.8442 | 0.7499 | 682.8442 | 1.6938
| 683.072 | 3.0243 | 683.072 | 0.2208 | 690.9149 | 1.1929 | 683.072 | 0.64266 | 683.072 | 0.74538 | 683.072 | 1.6418
| 683.2998 | 3.0599 | 683.2998 | 0.2208 | 691.1484 | 1.1814 | 683.2998 | 0.64853 | 683.2998 | 0.74571 | 683.2998 | 1.6663
| 683.5276 | 3.0244 | 683.5276 | 0.2208 | 691.382 | 1.1761 | 683.5276 | 0.63067 | 683.5276 | 0.737 | 683.5276 | 1.6294
| 683.7554 | 3.0753 | 683.7554 | 0.2208 | 691.6156 | 1.1681 | 683.7554 | 0.63773 | 683.7554 | 0.73371 | 683.7554 | 1.6176
| 683.9832 | 2.9989 | 683.9832 | 0.2208 | 691.8492 | 1.1646 | 683.9832 | 0.62472 | 683.9832 | 0.71539 | 683.9832 | 1.5976
| 684.2111 | 2.9472 | 684.2111 | 0.2208 | 692.0827 | 1.1539 | 684.2111 | 0.63127 | 684.2111 | 0.72759 | 684.2111 | 1.6448
| 684.4389 | 2.9559 | 684.4389 | 0.2208 | 692.3164 | 1.1522 | 684.4389 | 0.6169 | 684.4389 | 0.72558 | 684.4389 | 1.6139
| 684.6668 | 2.9776 | 684.6668 | 0.2208 | 692.55 | 1.1442 | 684.6668 | 0.62447 | 684.6668 | 0.74303 | 684.6668 | 1.6172
| 684.8947 | 2.8993 | 684.8947 | 0.2208 | 692.7836 | 1.1424 | 684.8946 | 0.60942 | 684.8947 | 0.69456 | 684.8947 | 1.5764
| 685.1226 | 2.9059 | 685.1226 | 0.2208 | 693.0172 | 1.1327 | 685.1226 | 0.61494 | 685.1226 | 0.70746 | 685.1226 | 1.5875
| 685.3504 | 2.8577 | 685.3504 | 0.2208 | 693.2509 | 1.13 | 685.3504 | 0.60236 | 685.3504 | 0.69462 | 685.3504 | 1.6002
| 685.5783 | 2.8736 | 685.5783 | 0.2208 | 693.4845 | 1.1176 | 685.5783 | 0.60534 | 685.5783 | 0.69656 | 685.5783 | 1.5629
| 685.8062 | 2.8508 | 685.8062 | 0.2208 | 693.7182 | 1.1167 | 685.8062 | 0.59556 | 685.8062 | 0.70147 | 685.8062 | 1.5489
| 686.0341 | 2.8275 | 686.0341 | 0.2208 | 693.9519 | 1.107 | 686.0341 | 0.59819 | 686.0341 | 0.69961 | 686.0341 | 1.5531
| 686.262 | 2.7861 | 686.262 | 0.2208 | 694.1856 | 1.1035 | 686.262 | 0.58952 | 686.262 | 0.68358 | 686.262 | 1.5214
| 686.49 | 2.7778 | 686.49 | 0.18926 | 694.4193 | 1.0893 | 686.49 | 0.5919 | 686.49 | 0.70462 | 686.49 | 1.524
| 686.7179 | 2.7496 | 686.7179 | 0.2208 | 694.653 | 1.0902 | 686.7179 | 0.57864 | 686.7179 | 0.67575 | 686.7179 | 1.4862
| 686.9459 | 2.7491 | 686.9459 | 0.2208 | 694.8867 | 1.0813 | 686.9459 | 0.58247 | 686.9459 | 0.68018 | 686.9459 | 1.5361
| 687.1738 | 2.7066 | 687.1738 | 0.18926 | 695.1204 | 1.0787 | 687.1738 | 0.57192 | 687.1738 | 0.67065 | 687.1738 | 1.4848
| 687.4017 | 2.6883 | 687.4017 | 0.18926 | 695.3541 | 1.0618 | 687.4017 | 0.57464 | 687.4017 | 0.66097 | 687.4017 | 1.4806
| 687.6298 | 2.6688 | 687.6298 | 0.18926 | 695.5879 | 1.0485 | 687.6298 | 0.56623 | 687.6298 | 0.66732 | 687.6298 | 1.4507
| 687.8577 | 2.6695 | 687.8577 | 0.18926 | 695.8216 | 1.0512 | 687.8577 | 0.56699 | 687.8577 | 0.6557 | 687.8577 | 1.4886
| 688.0857 | 2.6099 | 688.0857 | 0.18926 | 696.0554 | 1.037 | 688.0857 | 0.55637 | 688.0857 | 0.64222 | 688.0857 | 1.4365
| 688.3137 | 2.6147 | 688.3137 | 0.18926 | 696.2892 | 1.0344 | 688.3137 | 0.563 | 688.3137 | 0.65105 | 688.3137 | 1.4489
| 688.5417 | 2.6355 | 688.5417 | 0.18926 | 696.523 | 1.0185 | 688.5417 | 0.55058 | 688.5417 | 0.64036 | 688.5417 | 1.4268
| 688.7697 | 2.6166 | 688.7697 | 0.18926 | 696.7568 | 1.0255 | 688.7697 | 0.55654 | 688.7697 | 0.62917 | 688.7697 | 1.3955
| 688.9977 | 2.5492 | 688.9977 | 0.18926 | 696.9905 | 1.014 | 688.9977 | 0.54336 | 688.9977 | 0.62431 | 688.9977 | 1.3881
| 689.2258 | 2.5787 | 689.2258 | 0.18926 | 697.2244 | 1.0149 | 689.2258 | 0.54939 | 689.2258 | 0.64535 | 689.2258 | 1.4109
| 689.4538 | 2.5059 | 689.4538 | 0.18926 | 697.4582 | 0.99895 | 689.4538 | 0.53834 | 689.4538 | 0.63236 | 689.4538 | 1.3815
| 689.6819 | 2.5207 | 689.6819 | 0.18926 | 697.692 | 1.0043 | 689.6819 | 0.54344 | 689.6819 | 0.63715 | 689.6819 | 1.4183
| 689.9099 | 2.4926 | 689.9099 | 0.18926 | 697.9259 | 0.99099 | 689.9099 | 0.53001 | 689.9099 | 0.60686 | 689.9099 | 1.3647
| 690.138 | 2.5023 | 690.138 | 0.18926 | 698.1597 | 0.99099 | 690.138 | 0.53579 | 690.138 | 0.61514 | 690.138 | 1.3499
| 690.3661 | 2.4446 | 690.3661 | 0.18926 | 698.3936 | 0.97414 | 690.3661 | 0.5295 | 690.3661 | 0.60807 | 690.3661 | 1.348
| 690.5942 | 2.396 | 690.5942 | 0.18926 | 698.6274 | 0.97684 | 690.5942 | 0.51743 | 690.5942 | 0.59713 | 690.5942 | 1.3242
| 690.8223 | 2.4605 | 690.8223 | 0.18926 | 698.8613 | 0.96441 | 690.8223 | 0.52389 | 690.8223 | 0.60739 | 690.8223 | 1.3155
| 691.0504 | 2.4028 | 691.0504 | 0.18926 | 699.0952 | 0.96795 | 691.0503 | 0.51063 | 691.0504 | 0.58915 | 691.0504 | 1.3155
| 691.2785 | 2.3819 | 691.2785 | 0.18926 | 699.3291 | 0.95203 | 691.2785 | 0.51522 | 691.2785 | 0.60495 | 691.2785 | 1.3308
| 691.5066 | 2.3625 | 691.5066 | 0.18926 | 699.563 | 0.95203 | 691.5066 | 0.50408 | 691.5066 | 0.58399 | 691.5066 | 1.2887
| 691.7347 | 2.3593 | 691.7347 | 0.15772 | 699.7969 | 0.93606 | 691.7347 | 0.50773 | 691.7347 | 0.58917 | 691.7347 | 1.3469
| 691.9629 | 2.306 | 691.9629 | 0.15772 | 700.0309 | 0.94053 | 691.9629 | 0.49541 | 691.9629 | 0.58383 | 691.9629 | 1.2475
| 692.191 | 2.3208 | 692.191 | 0.15772 | 700.2648 | 0.9281 | 692.191 | 0.50119 | 692.191 | 0.57894 | 692.191 | 1.2919
| 692.4192 | 2.2706 | 692.4192 | 0.15772 | 700.4988 | 0.92987 | 692.4192 | 0.49124 | 692.4192 | 0.56016 | 692.4192 | 1.2603
| 692.6473 | 2.268 | 692.6473 | 0.15772 | 700.7327 | 0.91749 | 692.6473 | 0.49575 | 692.6473 | 0.57708 | 692.6473 | 1.2904
| 692.8755 | 2.2455 | 692.8755 | 0.15772 | 700.9667 | 0.91572 | 692.8755 | 0.48486 | 692.8755 | 0.56663 | 692.8755 | 1.2606
| 693.1037 | 2.2819 | 693.1037 | 0.15772 | 701.2007 | 0.90864 | 693.1037 | 0.49048 | 693.1037 | 0.55657 | 693.1037 | 1.275
| 693.3319 | 2.2159 | 693.3319 | 0.15772 | 701.4347 | 0.90953 | 693.3319 | 0.47942 | 693.3319 | 0.5532 | 693.3319 | 1.2371
| 693.5601 | 2.2493 | 693.5601 | 0.15772 | 701.6686 | 0.8971 | 693.5601 | 0.48563 | 693.5601 | 0.56988 | 693.5601 | 1.2395
| 693.7883 | 2.1687 | 693.7883 | 0.15772 | 701.9027 | 0.89621 | 693.7883 | 0.47254 | 693.7883 | 0.54887 | 693.7883 | 1.2282
| 694.0165 | 2.1925 | 694.0165 | 0.15772 | 702.1367 | 0.88648 | 694.0165 | 0.47798 | 694.0165 | 0.55658 | 694.0165 | 1.248
| 694.2448 | 2.1418 | 694.2448 | 0.15772 | 702.3707 | 0.88472 | 694.2447 | 0.46505 | 694.2448 | 0.5364 | 694.2448 | 1.2248
| 694.473 | 2.1776 | 694.473 | 0.15772 | 702.6047 | 0.87499 | 694.473 | 0.47007 | 694.473 | 0.55544 | 694.473 | 1.2168
| 694.7012 | 2.1374 | 694.7012 | 0.15772 | 702.8388 | 0.87233 | 694.7012 | 0.46233 | 694.7012 | 0.54625 | 694.7012 | 1.1961
| 694.9295 | 2.1424 | 694.9295 | 0.15772 | 703.0728 | 0.86256 | 694.9295 | 0.46625 | 694.9295 | 0.52969 | 694.9295 | 1.2184
| 695.1577 | 2.0913 | 695.1577 | 0.15772 | 703.3069 | 0.86344 | 695.1577 | 0.45545 | 695.1577 | 0.53707 | 695.1577 | 1.1854
| 695.386 | 2.0997 | 695.386 | 0.15772 | 703.541 | 0.85813 | 695.386 | 0.46089 | 695.386 | 0.5382 | 695.386 | 1.221
| 695.6143 | 2.0627 | 695.6143 | 0.15772 | 703.7751 | 0.85725 | 695.6143 | 0.4495 | 695.6143 | 0.51095 | 695.6143 | 1.1504
| 695.8426 | 2.0792 | 695.8426 | 0.15772 | 704.0091 | 0.84487 | 695.8426 | 0.45222 | 695.8426 | 0.52509 | 695.8426 | 1.1936
| 696.0709 | 2.0734 | 696.0709 | 0.15772 | 704.2433 | 0.83956 | 696.0709 | 0.44542 | 696.0709 | 0.52286 | 696.0709 | 1.168
| 696.2992 | 2.0657 | 696.2992 | 0.15772 | 704.4774 | 0.8289 | 696.2992 | 0.44933 | 696.2992 | 0.53321 | 696.2992 | 1.1956
| 696.5275 | 2.0035 | 696.5275 | 0.15772 | 704.7115 | 0.82448 | 696.5275 | 0.43785 | 696.5275 | 0.50525 | 696.5275 | 1.1466
| 696.7558 | 2.0477 | 696.7558 | 0.15772 | 704.9456 | 0.81652 | 696.7558 | 0.44099 | 696.7558 | 0.51067 | 696.7558 | 1.1569
| 696.9841 | 1.9939 | 696.9841 | 0.15772 | 705.1798 | 0.81563 | 696.9841 | 0.43377 | 696.9841 | 0.52118 | 696.9841 | 1.1272
| 697.2125 | 2.0103 | 697.2125 | 0.15772 | 705.4139 | 0.81121 | 697.2125 | 0.43598 | 697.2125 | 0.50009 | 697.2125 | 1.1139
| 697.4409 | 1.9785 | 697.4409 | 0.15772 | 705.6481 | 0.80944 | 697.4409 | 0.42765 | 697.4409 | 0.48634 | 697.4409 | 1.0777
| 697.6692 | 1.9207 | 697.6692 | 0.15772 | 705.8822 | 0.8059 | 697.6692 | 0.4313 | 697.6692 | 0.49738 | 697.6692 | 1.1
| 697.8976 | 1.9105 | 697.8976 | 0.12617 | 706.1164 | 0.80325 | 697.8976 | 0.42076 | 697.8976 | 0.49768 | 697.8976 | 1.1151
| 698.126 | 1.9473 | 698.126 | 0.15772 | 706.3506 | 0.79706 | 698.126 | 0.4251 | 698.126 | 0.49091 | 698.126 | 1.1344
| 698.3543 | 1.9117 | 698.3543 | 0.12617 | 706.5848 | 0.79263 | 698.3543 | 0.41549 | 698.3543 | 0.48511 | 698.3543 | 1.0964
| 698.5827 | 1.9297 | 698.5827 | 0.12617 | 706.819 | 0.78817 | 698.5827 | 0.41991 | 698.5827 | 0.4928 | 698.5827 | 1.0861
| 698.8111 | 1.8862 | 698.8111 | 0.12617 | 707.0533 | 0.78551 | 698.8111 | 0.40996 | 698.8111 | 0.48432 | 698.8111 | 1.0552
| 699.0396 | 1.8857 | 699.0396 | 0.12617 | 707.2875 | 0.77755 | 699.0395 | 0.41285 | 699.0396 | 0.48452 | 699.0396 | 1.0675
| 699.2679 | 1.8445 | 699.2679 | 0.12617 | 707.5217 | 0.77402 | 699.2679 | 0.40274 | 699.2679 | 0.47211 | 699.2679 | 1.0533
| 699.4964 | 1.8979 | 699.4964 | 0.12617 | 707.756 | 0.77136 | 699.4964 | 0.40792 | 699.4964 | 0.48295 | 699.4964 | 1.0648
| 699.7248 | 1.8126 | 699.7248 | 0.12617 | 707.9902 | 0.76782 | 699.7248 | 0.39806 | 699.7248 | 0.46386 | 699.7248 | 1.0408
| 699.9532 | 1.8324 | 699.9532 | 0.12617 | 708.2245 | 0.76075 | 699.9533 | 0.40274 | 699.9532 | 0.46455 | 699.9532 | 1.0516
| 700.1817 | 1.8 | 700.1817 | 0.12617 | 708.4588 | 0.75809 | 700.1817 | 0.3927 | 700.1817 | 0.45517 | 700.1817 | 1.0426
| 700.4102 | 1.8067 | 700.4102 | 0.12617 | 708.693 | 0.75097 | 700.4102 | 0.39729 | 700.4102 | 0.46221 | 700.4102 | 1.0378
| 700.6387 | 1.7929 | 700.6387 | 0.12617 | 708.9273 | 0.74655 | 700.6387 | 0.38726 | 700.6387 | 0.46145 | 700.6387 | 0.99501
| 700.8671 | 1.7999 | 700.8671 | 0.12617 | 709.1617 | 0.74213 | 700.8671 | 0.39236 | 700.8671 | 0.45571 | 700.8671 | 1.037
| 701.0956 | 1.7521 | 701.0956 | 0.12617 | 709.396 | 0.73417 | 701.0956 | 0.38233 | 701.0956 | 0.45025 | 701.0956 | 0.99553
| 701.3241 | 1.7553 | 701.3241 | 0.12617 | 709.6303 | 0.72974 | 701.3241 | 0.38582 | 701.3241 | 0.4493 | 701.3241 | 0.99661
| 701.5526 | 1.7334 | 701.5526 | 0.12617 | 709.8646 | 0.71913 | 701.5526 | 0.37646 | 701.5526 | 0.44413 | 701.5526 | 0.99714
| 701.7811 | 1.6974 | 701.7811 | 0.12617 | 710.099 | 0.7182 | 701.7811 | 0.38216 | 701.7811 | 0.44332 | 701.7811 | 0.98462
| 702.0096 | 1.6925 | 702.0096 | 0.12617 | 710.3333 | 0.71643 | 702.0096 | 0.37264 | 702.0096 | 0.4338 | 702.0096 | 0.98564
| 702.2382 | 1.6988 | 702.2382 | 0.12617 | 710.5677 | 0.71643 | 702.2382 | 0.37851 | 702.2382 | 0.44451 | 702.2382 | 1.01
| 702.4667 | 1.6143 | 702.4667 | 0.12617 | 710.8021 | 0.70936 | 702.4667 | 0.36839 | 702.4667 | 0.43773 | 702.4667 | 0.97326
| 702.6953 | 1.7059 | 702.6953 | 0.12617 | 711.0364 | 0.70582 | 702.6953 | 0.37281 | 702.6953 | 0.4388 | 702.6953 | 0.96594
| 702.9238 | 1.6558 | 702.9238 | 0.12617 | 711.2708 | 0.69874 | 702.9238 | 0.3632 | 702.9238 | 0.42171 | 702.9238 | 0.95099
| 703.1524 | 1.6888 | 703.1524 | 0.12617 | 711.5052 | 0.69786 | 703.1524 | 0.36703 | 703.1524 | 0.43202 | 703.1524 | 0.99342
| 703.381 | 1.6232 | 703.381 | 0.12617 | 711.7396 | 0.69255 | 703.381 | 0.35734 | 703.381 | 0.41965 | 703.381 | 0.92779
| 703.6096 | 1.6678 | 703.6096 | 0.12617 | 711.9741 | 0.68901 | 703.6096 | 0.3621 | 703.6096 | 0.4295 | 703.6096 | 0.95571
| 703.8381 | 1.6085 | 703.8381 | 0.12617 | 712.2085 | 0.68193 | 703.8381 | 0.35504 | 703.8381 | 0.41862 | 703.8381 | 0.9451
| 704.0668 | 1.6605 | 704.0668 | 0.12617 | 712.4429 | 0.68101 | 704.0668 | 0.3598 | 704.0668 | 0.42407 | 704.0668 | 0.93135
| 704.2953 | 1.5988 | 704.2953 | 0.12617 | 712.6774 | 0.67216 | 704.2953 | 0.35045 | 704.2953 | 0.40828 | 704.2953 | 0.92437
| 704.524 | 1.5933 | 704.524 | 0.12617 | 712.9118 | 0.67305 | 704.524 | 0.35487 | 704.524 | 0.40909 | 704.524 | 0.91849
| 704.7526 | 1.5481 | 704.7526 | 0.12617 | 713.1463 | 0.66774 | 704.7526 | 0.34705 | 704.7526 | 0.4012 | 704.7526 | 0.8869
| 704.9813 | 1.5637 | 704.9813 | 0.12617 | 713.3808 | 0.66597 | 704.9813 | 0.35028 | 704.9813 | 0.40099 | 704.9813 | 0.91381
| 705.2099 | 1.5632 | 705.2099 | 0.12617 | 713.6152 | 0.65712 | 705.2099 | 0.34076 | 705.2099 | 0.39686 | 705.2099 | 0.92102
| 705.4385 | 1.5701 | 705.4385 | 0.12617 | 713.8497 | 0.65624 | 705.4385 | 0.34552 | 705.4385 | 0.40432 | 705.4385 | 0.92112
| 705.6672 | 1.5565 | 705.6672 | 0.094629 | 714.0842 | 0.65005 | 705.6672 | 0.33702 | 705.6672 | 0.38952 | 705.6672 | 0.89794
| 705.8959 | 1.5506 | 705.8959 | 0.12617 | 714.3188 | 0.65005 | 705.8959 | 0.34169 | 705.8959 | 0.40524 | 705.8959 | 0.9023
| 706.1246 | 1.4879 | 706.1246 | 0.094629 | 714.5533 | 0.64381 | 706.1246 | 0.33328 | 706.1246 | 0.40398 | 706.1246 | 0.88162
| 706.3533 | 1.5304 | 706.3533 | 0.094629 | 714.7878 | 0.6447 | 706.3533 | 0.33676 | 706.3533 | 0.39489 | 706.3533 | 0.88133
| 706.582 | 1.473 | 706.582 | 0.094629 | 715.0224 | 0.63497 | 706.582 | 0.32673 | 706.582 | 0.38869 | 706.582 | 0.87891
| 706.8107 | 1.493 | 706.8107 | 0.094629 | 715.2569 | 0.63408 | 706.8107 | 0.33345 | 706.8107 | 0.39443 | 706.8107 | 0.87017
| 707.0394 | 1.4397 | 707.0394 | 0.094629 | 715.4915 | 0.627 | 707.0394 | 0.32231 | 707.0394 | 0.37539 | 707.0394 | 0.83432
| 707.2681 | 1.4798 | 707.2681 | 0.094629 | 715.726 | 0.62435 | 707.2681 | 0.32698 | 707.2681 | 0.3877 | 707.2681 | 0.85296
| 707.4968 | 1.4735 | 707.4968 | 0.094629 | 715.9606 | 0.61816 | 707.4968 | 0.31967 | 707.4968 | 0.38185 | 707.4968 | 0.84397
| 707.7256 | 1.4609 | 707.7256 | 0.094629 | 716.1952 | 0.61993 | 707.7256 | 0.32579 | 707.7256 | 0.38771 | 707.7256 | 0.8466
| 707.9543 | 1.4194 | 707.9543 | 0.094629 | 716.4298 | 0.61197 | 707.9543 | 0.31559 | 707.9543 | 0.36119 | 707.9543 | 0.82563
| 708.183 | 1.4386 | 708.183 | 0.094629 | 716.6644 | 0.6102 | 708.183 | 0.31857 | 708.183 | 0.36633 | 708.183 | 0.83037
| 708.4118 | 1.4085 | 708.4118 | 0.094629 | 716.899 | 0.60308 | 708.4118 | 0.31058 | 708.4118 | 0.36118 | 708.4118 | 0.81588
| 708.6406 | 1.4187 | 708.6406 | 0.094629 | 717.1337 | 0.60843 | 708.6406 | 0.31712 | 708.6406 | 0.36845 | 708.6406 | 0.81852
| 708.8694 | 1.3814 | 708.8694 | 0.094629 | 717.3683 | 0.59158 | 708.8694 | 0.30683 | 708.8694 | 0.36159 | 708.8694 | 0.80122
| 709.0982 | 1.3444 | 709.0982 | 0.094629 | 717.6029 | 0.59954 | 709.0982 | 0.3116 | 709.0982 | 0.3646 | 709.0982 | 0.82754
| 709.327 | 1.3474 | 709.327 | 0.094629 | 717.8376 | 0.58539 | 709.327 | 0.30216 | 709.327 | 0.36687 | 709.327 | 0.80808
| 709.5558 | 1.3588 | 709.5558 | 0.094629 | 718.0723 | 0.58981 | 709.5558 | 0.30683 | 709.5558 | 0.35262 | 709.5558 | 0.8099
| 709.7846 | 1.3396 | 709.7846 | 0.094629 | 718.307 | 0.58273 | 709.7846 | 0.29952 | 709.7846 | 0.34869 | 709.7846 | 0.80692
| 710.0134 | 1.3734 | 710.0134 | 0.094629 | 718.5416 | 0.58096 | 710.0134 | 0.30411 | 710.0134 | 0.33983 | 710.0134 | 0.80561
| 710.2422 | 1.3557 | 710.2422 | 0.094629 | 718.7763 | 0.57123 | 710.2423 | 0.29408 | 710.2422 | 0.34552 | 710.2422 | 0.79333
| 710.4711 | 1.3232 | 710.4711 | 0.094629 | 719.011 | 0.57389 | 710.4711 | 0.30105 | 710.4711 | 0.34463 | 710.4711 | 0.77705
| 710.7 | 1.3451 | 710.7 | 0.094629 | 719.2457 | 0.56854 | 710.6999 | 0.2923 | 710.7 | 0.34389 | 710.7 | 0.78466
| 710.9288 | 1.3402 | 710.9288 | 0.094629 | 719.4805 | 0.56854 | 710.9288 | 0.29859 | 710.9288 | 0.35653 | 710.9288 | 0.80297
| 711.1577 | 1.2856 | 711.1577 | 0.094629 | 719.7152 | 0.55792 | 711.1576 | 0.28983 | 711.1577 | 0.33897 | 711.1577 | 0.78007
| 711.3865 | 1.2839 | 711.3865 | 0.094629 | 719.9499 | 0.55792 | 711.3865 | 0.29502 | 711.3865 | 0.34007 | 711.3865 | 0.77613
| 711.6154 | 1.2769 | 711.6154 | 0.094629 | 720.1847 | 0.55085 | 711.6154 | 0.2866 | 711.6154 | 0.34236 | 711.6154 | 0.75721
| 711.8444 | 1.2877 | 711.8444 | 0.094629 | 720.4194 | 0.54819 | 711.8444 | 0.28856 | 711.8444 | 0.33216 | 711.8444 | 0.74489
| 712.0732 | 1.2503 | 712.0732 | 0.094629 | 720.6542 | 0.54112 | 712.0732 | 0.2815 | 712.0732 | 0.33347 | 712.0732 | 0.74077
| 712.3021 | 1.2682 | 712.3021 | 0.094629 | 720.889 | 0.54377 | 712.3021 | 0.28592 | 712.3021 | 0.32592 | 712.3021 | 0.74174
| 712.5311 | 1.2358 | 712.5311 | 0.094629 | 721.1238 | 0.534 | 712.5311 | 0.27776 | 712.5311 | 0.32197 | 712.5311 | 0.74432
| 712.76 | 1.255 | 712.76 | 0.094629 | 721.3586 | 0.53492 | 712.76 | 0.28303 | 712.76 | 0.32843 | 712.76 | 0.74069
| 712.989 | 1.1933 | 712.989 | 0.094629 | 721.5934 | 0.52692 | 712.989 | 0.27359 | 712.989 | 0.31595 | 712.989 | 0.75105
| 713.2179 | 1.2352 | 713.2179 | 0.094629 | 721.8282 | 0.52869 | 713.2179 | 0.27708 | 713.2179 | 0.31811 | 713.2179 | 0.72035
| 713.4468 | 1.1887 | 713.4468 | 0.094629 | 722.063 | 0.52161 | 713.4468 | 0.27062 | 713.4468 | 0.30851 | 713.4468 | 0.7198
| 713.6758 | 1.2108 | 713.6758 | 0.094629 | 722.2979 | 0.52427 | 713.6758 | 0.27589 | 713.6758 | 0.31327 | 713.6758 | 0.73102
| 713.9048 | 1.168 | 713.9048 | 0.094629 | 722.5327 | 0.51896 | 713.9048 | 0.26747 | 713.9048 | 0.31201 | 713.9048 | 0.73038
| 714.1337 | 1.2059 | 714.1337 | 0.094629 | 722.7675 | 0.51807 | 714.1337 | 0.27334 | 714.1337 | 0.32255 | 714.1337 | 0.71885
| 714.3627 | 1.159 | 714.3627 | 0.094629 | 723.0024 | 0.51011 | 714.3627 | 0.26398 | 714.3627 | 0.30245 | 714.3627 | 0.6845
| 714.5917 | 1.1516 | 714.5917 | 0.094629 | 723.2373 | 0.51011 | 714.5917 | 0.27036 | 714.5917 | 0.32294 | 714.5917 | 0.7017
| 714.8207 | 1.137 | 714.8207 | 0.094629 | 723.4722 | 0.50569 | 714.8207 | 0.25965 | 714.8207 | 0.29917 | 714.8207 | 0.68618
| 715.0497 | 1.1853 | 715.0497 | 0.094629 | 723.707 | 0.50392 | 715.0497 | 0.26824 | 715.0497 | 0.32042 | 715.0497 | 0.71033
| 715.2787 | 1.1137 | 715.2787 | 0.094629 | 723.9419 | 0.4995 | 715.2787 | 0.25667 | 715.2787 | 0.29835 | 715.2787 | 0.69703
| 715.5078 | 1.1497 | 715.5078 | 0.094629 | 724.1768 | 0.50038 | 715.5078 | 0.26534 | 715.5078 | 0.30823 | 715.5078 | 0.70248
| 715.7368 | 1.1263 | 715.7368 | 0.094629 | 724.4118 | 0.49415 | 715.7368 | 0.25387 | 715.7368 | 0.29772 | 715.7368 | 0.67016
| 715.9659 | 1.1262 | 715.9659 | 0.094629 | 724.6467 | 0.49238 | 715.9659 | 0.26101 | 715.9659 | 0.28937 | 715.9659 | 0.70638
| 716.1949 | 1.0945 | 716.1949 | 0.063086 | 724.8816 | 0.49061 | 716.1949 | 0.2514 | 716.1949 | 0.29326 | 716.1949 | 0.66139
| 716.424 | 1.1443 | 716.424 | 0.094629 | 725.1166 | 0.4853 | 716.424 | 0.2582 | 716.424 | 0.30499 | 716.424 | 0.67952
| 716.6531 | 1.1011 | 716.6531 | 0.063086 | 725.3515 | 0.48088 | 716.6531 | 0.24945 | 716.6531 | 0.28536 | 716.6531 | 0.65543
| 716.8821 | 1.0881 | 716.8821 | 0.094629 | 725.5865 | 0.47823 | 716.8821 | 0.25446 | 716.8821 | 0.29282 | 716.8821 | 0.6569
| 717.1113 | 1.0728 | 717.1113 | 0.063086 | 725.8215 | 0.47557 | 717.1113 | 0.24588 | 717.1113 | 0.28785 | 717.1113 | 0.62941
| 717.3403 | 1.0809 | 717.3403 | 0.063086 | 726.0565 | 0.47203 | 717.3403 | 0.25183 | 717.3403 | 0.29462 | 717.3403 | 0.69106
| 717.5695 | 1.047 | 717.5695 | 0.063086 | 726.2914 | 0.46673 | 717.5695 | 0.24137 | 717.5695 | 0.29131 | 717.5695 | 0.68244
| 717.7986 | 1.0648 | 717.7986 | 0.063086 | 726.5264 | 0.46496 | 717.7986 | 0.24843 | 717.7986 | 0.30174 | 717.7986 | 0.68039
| 718.0277 | 1.0402 | 718.0277 | 0.063086 | 726.7614 | 0.4623 | 718.0277 | 0.24094 | 718.0277 | 0.27446 | 718.0277 | 0.61774
| 718.2568 | 1.0391 | 718.2568 | 0.063086 | 726.9965 | 0.46142 | 718.2568 | 0.24494 | 718.2568 | 0.2919 | 718.2568 | 0.65167
| 718.486 | 1.0186 | 718.486 | 0.063086 | 727.2315 | 0.45518 | 718.486 | 0.23661 | 718.486 | 0.27706 | 718.486 | 0.61097
| 718.7151 | 1.0425 | 718.7151 | 0.063086 | 727.4665 | 0.45518 | 718.7151 | 0.24264 | 718.7151 | 0.28967 | 718.7151 | 0.64653
| 718.9443 | 1.0156 | 718.9443 | 0.063086 | 727.7016 | 0.44988 | 718.9443 | 0.23117 | 718.9443 | 0.27387 | 718.9443 | 0.5955
| 719.1735 | 1.0419 | 719.1735 | 0.063086 | 727.9366 | 0.44634 | 719.1735 | 0.24018 | 719.1735 | 0.27786 | 719.1735 | 0.64283
| 719.4026 | 0.99563 | 719.4026 | 0.063086 | 728.1717 | 0.44457 | 719.4026 | 0.22998 | 719.4026 | 0.25561 | 719.4026 | 0.58175
| 719.6318 | 1.0198 | 719.6318 | 0.063086 | 728.4068 | 0.44192 | 719.6318 | 0.23712 | 719.6318 | 0.27252 | 719.6318 | 0.6209
| 719.861 | 0.99053 | 719.861 | 0.063086 | 728.6419 | 0.43926 | 719.861 | 0.22607 | 719.861 | 0.26425 | 719.861 | 0.61283
| 720.0902 | 1.028 | 720.0902 | 0.063086 | 728.877 | 0.43749 | 720.0902 | 0.23448 | 720.0902 | 0.26206 | 720.0902 | 0.62648
| 720.3194 | 0.97287 | 720.3194 | 0.063086 | 729.1121 | 0.43395 | 720.3194 | 0.22224 | 720.3194 | 0.25503 | 720.3194 | 0.59897
| 720.5486 | 0.97282 | 720.5486 | 0.063086 | 729.3472 | 0.42776 | 720.5486 | 0.23083 | 720.5486 | 0.27006 | 720.5486 | 0.60896
| 720.7779 | 0.9591 | 720.7779 | 0.063086 | 729.5823 | 0.42688 | 720.7779 | 0.22352 | 720.7779 | 0.25956 | 720.7779 | 0.58028
| 721.0071 | 0.98512 | 721.0071 | 0.063086 | 729.8174 | 0.41268 | 721.0071 | 0.227 | 721.0071 | 0.26568 | 721.0071 | 0.63561
| 721.2363 | 0.93119 | 721.2363 | 0.063086 | 730.0526 | 0.41003 | 721.2363 | 0.2196 | 721.2363 | 0.25136 | 721.2363 | 0.58505
| 721.4656 | 0.95111 | 721.4656 | 0.063086 | 730.2877 | 0.41445 | 721.4656 | 0.22607 | 721.4656 | 0.26634 | 721.4656 | 0.61432
| 721.6948 | 0.91947 | 721.6948 | 0.063086 | 730.5229 | 0.41445 | 721.6948 | 0.21535 | 721.6948 | 0.25481 | 721.6948 | 0.56682
| 721.9241 | 0.93792 | 721.9241 | 0.063086 | 730.758 | 0.41268 | 721.9241 | 0.22352 | 721.9241 | 0.27422 | 721.9241 | 0.56399
| 722.1534 | 0.91148 | 722.1534 | 0.063086 | 730.9932 | 0.41357 | 722.1534 | 0.21382 | 722.1534 | 0.25324 | 722.1534 | 0.54018
| 722.3827 | 0.92122 | 722.3827 | 0.063086 | 731.2284 | 0.40737 | 722.3827 | 0.22079 | 722.3827 | 0.25952 | 722.3827 | 0.58357
| 722.612 | 0.92296 | 722.612 | 0.063086 | 731.4636 | 0.40295 | 722.612 | 0.21119 | 722.612 | 0.25249 | 722.612 | 0.56744
| 722.8413 | 0.8934 | 722.8413 | 0.063086 | 731.6988 | 0.39941 | 722.8413 | 0.21909 | 722.8413 | 0.24157 | 722.8413 | 0.57485
| 723.0706 | 0.89517 | 723.0706 | 0.063086 | 731.934 | 0.39676 | 723.0706 | 0.20872 | 723.0706 | 0.2511 | 723.0706 | 0.56834
| 723.2999 | 0.91308 | 723.2999 | 0.063086 | 732.1692 | 0.39676 | 723.2999 | 0.21586 | 723.2999 | 0.24352 | 723.2999 | 0.56683
| 723.5292 | 0.89703 | 723.5292 | 0.063086 | 732.4045 | 0.39234 | 723.5292 | 0.20694 | 723.5292 | 0.24315 | 723.5292 | 0.54204
| 723.7586 | 0.88091 | 723.7586 | 0.063086 | 732.6397 | 0.38699 | 723.7586 | 0.21467 | 723.7586 | 0.23548 | 723.7586 | 0.56633
| 723.9879 | 0.86743 | 723.9879 | 0.063086 | 732.875 | 0.38968 | 723.9879 | 0.20532 | 723.9879 | 0.23904 | 723.9879 | 0.54134
| 724.2173 | 0.84726 | 724.2173 | 0.063086 | 733.1102 | 0.38433 | 724.2173 | 0.20957 | 724.2173 | 0.24173 | 724.2173 | 0.57693
| 724.4467 | 0.85825 | 724.4467 | 0.063086 | 733.3455 | 0.38256 | 724.4467 | 0.2015 | 724.4467 | 0.23415 | 724.4467 | 0.52827
| 724.676 | 0.86342 | 724.676 | 0.063086 | 733.5807 | 0.37283 | 724.676 | 0.20762 | 724.676 | 0.23646 | 724.676 | 0.54498
| 724.9054 | 0.8437 | 724.9054 | 0.063086 | 733.816 | 0.37814 | 724.9054 | 0.19809 | 724.9054 | 0.23215 | 724.9054 | 0.53377
| 725.1348 | 0.85441 | 725.1348 | 0.063086 | 734.0513 | 0.37283 | 725.1348 | 0.20464 | 725.1348 | 0.24127 | 725.1348 | 0.53526
| 725.3641 | 0.83852 | 725.3641 | 0.063086 | 734.2866 | 0.3746 | 725.3641 | 0.19792 | 725.3641 | 0.23931 | 725.3641 | 0.50448
| 725.5936 | 0.86368 | 725.5936 | 0.063086 | 734.5219 | 0.36929 | 725.5936 | 0.20235 | 725.5936 | 0.23749 | 725.5936 | 0.58267
| 725.823 | 0.80641 | 725.823 | 0.063086 | 734.7573 | 0.36664 | 725.823 | 0.19359 | 725.823 | 0.23717 | 725.823 | 0.50474
| 726.0524 | 0.85665 | 726.0524 | 0.063086 | 734.9926 | 0.36399 | 726.0524 | 0.20141 | 726.0524 | 0.23016 | 726.0524 | 0.51265
| 726.2819 | 0.80429 | 726.2819 | 0.063086 | 735.2279 | 0.36487 | 726.2819 | 0.19214 | 726.2819 | 0.22399 | 726.2819 | 0.52021
| 726.5113 | 0.82712 | 726.5113 | 0.063086 | 735.4633 | 0.35868 | 726.5113 | 0.20005 | 726.5113 | 0.23246 | 726.5113 | 0.52183
| 726.7407 | 0.80539 | 726.7407 | 0.063086 | 735.6987 | 0.36045 | 726.7407 | 0.18951 | 726.7407 | 0.22595 | 726.7407 | 0.52444
| 726.9702 | 0.81498 | 726.9702 | 0.063086 | 735.934 | 0.35514 | 726.9701 | 0.19724 | 726.9702 | 0.22964 | 726.9702 | 0.55127
| 727.1996 | 0.79117 | 727.1996 | 0.063086 | 736.1694 | 0.35337 | 727.1997 | 0.18738 | 727.1996 | 0.21916 | 727.1996 | 0.50596
| 727.4291 | 0.80084 | 727.4291 | 0.063086 | 736.4048 | 0.34891 | 727.4291 | 0.19367 | 727.4291 | 0.22684 | 727.4291 | 0.51349
| 727.6586 | 0.7515 | 727.6586 | 0.063086 | 736.6402 | 0.34448 | 727.6586 | 0.18466 | 727.6586 | 0.21888 | 727.6586 | 0.48892
| 727.8881 | 0.78258 | 727.8881 | 0.063086 | 736.8756 | 0.34095 | 727.8881 | 0.19248 | 727.8881 | 0.22377 | 727.8881 | 0.51582
| 728.1176 | 0.75253 | 728.1176 | 0.063086 | 737.111 | 0.34448 | 728.1176 | 0.18169 | 728.1176 | 0.20773 | 728.1176 | 0.47835
| 728.347 | 0.79552 | 728.347 | 0.063086 | 737.3464 | 0.33918 | 728.347 | 0.1884 | 728.347 | 0.21698 | 728.347 | 0.48824
| 728.5766 | 0.7666 | 728.5766 | 0.063086 | 737.5819 | 0.33564 | 728.5766 | 0.18067 | 728.5766 | 0.20935 | 728.5766 | 0.46727
| 728.8061 | 0.77696 | 728.8061 | 0.063086 | 737.8173 | 0.32414 | 728.8061 | 0.18619 | 728.8061 | 0.21503 | 728.8061 | 0.50248
| 729.0356 | 0.72235 | 729.0356 | 0.063086 | 738.0527 | 0.33652 | 729.0356 | 0.1765 | 729.0356 | 0.21481 | 729.0356 | 0.49686
| 729.2652 | 0.76498 | 729.2652 | 0.063086 | 738.2882 | 0.32768 | 729.2652 | 0.18432 | 729.2652 | 0.21972 | 729.2652 | 0.49686
| 729.4947 | 0.69836 | 729.4947 | 0.063086 | 738.5237 | 0.32768 | 729.4947 | 0.17548 | 729.4947 | 0.2102 | 729.4947 | 0.4664
| 729.7242 | 0.75036 | 729.7242 | 0.063086 | 738.7591 | 0.3206 | 729.7242 | 0.18143 | 729.7242 | 0.20921 | 729.7242 | 0.48717
| 729.9539 | 0.70507 | 729.9539 | 0.063086 | 738.9946 | 0.32502 | 729.9539 | 0.17463 | 729.9539 | 0.20015 | 729.9539 | 0.47762
| 730.1834 | 0.73766 | 730.1834 | 0.063086 | 739.2301 | 0.31972 | 730.1834 | 0.17999 | 730.1834 | 0.21135 | 730.1834 | 0.503
| 730.413 | 0.73965 | 730.413 | 0.031543 | 739.4656 | 0.31795 | 730.413 | 0.17148 | 730.413 | 0.20291 | 730.413 | 0.46171
| 730.6426 | 0.73669 | 730.6426 | 0.063086 | 739.7011 | 0.31352 | 730.6426 | 0.17863 | 730.6426 | 0.20628 | 730.6426 | 0.47734
| 730.8722 | 0.70447 | 730.8722 | 0.063086 | 739.9367 | 0.31529 | 730.8722 | 0.16927 | 730.8722 | 0.2024 | 730.8722 | 0.44938
| 731.1017 | 0.72635 | 731.1017 | 0.063086 | 740.1722 | 0.30906 | 731.1018 | 0.17497 | 731.1017 | 0.20323 | 731.1017 | 0.48687
| 731.3314 | 0.68873 | 731.3314 | 0.031543 | 740.4077 | 0.30375 | 731.3314 | 0.16706 | 731.3314 | 0.19937 | 731.3314 | 0.44928
| 731.561 | 0.71559 | 731.561 | 0.063086 | 740.6433 | 0.30463 | 731.561 | 0.17488 | 731.561 | 0.19417 | 731.561 | 0.45667
| 731.7906 | 0.67572 | 731.7906 | 0.031543 | 740.8788 | 0.30021 | 731.7907 | 0.16247 | 731.7906 | 0.1999 | 731.7906 | 0.44854
| 732.0203 | 0.67849 | 732.0203 | 0.063086 | 741.1144 | 0.29933 | 732.0203 | 0.17199 | 732.0203 | 0.20554 | 732.0203 | 0.48264
| 732.2499 | 0.6635 | 732.2499 | 0.063086 | 741.35 | 0.3011 | 732.2499 | 0.16341 | 732.2499 | 0.18606 | 732.2499 | 0.42545
| 732.4796 | 0.67979 | 732.4796 | 0.063086 | 741.5856 | 0.29579 | 732.4796 | 0.16885 | 732.4796 | 0.19279 | 732.4796 | 0.45325
| 732.7092 | 0.6534 | 732.7092 | 0.063086 | 741.8212 | 0.29579 | 732.7092 | 0.16145 | 732.7092 | 0.18424 | 732.7092 | 0.43081
| 732.9389 | 0.70601 | 732.9389 | 0.063086 | 742.0568 | 0.29048 | 732.9389 | 0.16953 | 732.9389 | 0.18467 | 732.9389 | 0.44651
| 733.1686 | 0.6506 | 733.1686 | 0.031543 | 742.2924 | 0.29048 | 733.1686 | 0.1606 | 733.1686 | 0.19608 | 733.1686 | 0.42932
| 733.3983 | 0.6386 | 733.3983 | 0.063086 | 742.528 | 0.28783 | 733.3982 | 0.16536 | 733.3983 | 0.1879 | 733.3983 | 0.44108
| 733.628 | 0.64997 | 733.628 | 0.031543 | 742.7636 | 0.28606 | 733.628 | 0.15686 | 733.628 | 0.1868 | 733.628 | 0.43741
| 733.8577 | 0.6615 | 733.8577 | 0.031543 | 742.9993 | 0.28341 | 733.8577 | 0.16341 | 733.8577 | 0.18746 | 733.8577 | 0.44097
| 734.0874 | 0.65185 | 734.0874 | 0.031543 | 743.2349 | 0.28252 | 734.0874 | 0.15576 | 734.0874 | 0.18966 | 734.0874 | 0.40765
| 734.3171 | 0.67704 | 734.3171 | 0.031543 | 743.4706 | 0.27987 | 734.3171 | 0.16035 | 734.3171 | 0.17935 | 734.3171 | 0.41666
| 734.5469 | 0.64561 | 734.5469 | 0.031543 | 743.7062 | 0.28075 | 734.5469 | 0.15176 | 734.5469 | 0.17575 | 734.5469 | 0.39222
| 734.7766 | 0.64427 | 734.7766 | 0.031543 | 743.9419 | 0.27363 | 734.7766 | 0.1595 | 734.7766 | 0.17693 | 734.7766 | 0.43148
| 735.0063 | 0.61239 | 735.0063 | 0.031543 | 744.1776 | 0.27186 | 735.0063 | 0.15023 | 735.0063 | 0.18334 | 735.0063 | 0.38564
| 735.2361 | 0.63505 | 735.2361 | 0.031543 | 744.4133 | 0.26479 | 735.2361 | 0.15848 | 735.2361 | 0.18735 | 735.2361 | 0.42316
| 735.4659 | 0.646 | 735.4659 | 0.031543 | 744.649 | 0.26832 | 735.4659 | 0.14802 | 735.4659 | 0.1719 | 735.4659 | 0.39453
| 735.6956 | 0.61294 | 735.6956 | 0.031543 | 744.8847 | 0.2639 | 735.6956 | 0.1578 | 735.6956 | 0.17287 | 735.6956 | 0.39682
| 735.9254 | 0.60142 | 735.9254 | 0.031543 | 745.1204 | 0.26213 | 735.9254 | 0.14691 | 735.9254 | 0.16684 | 735.9254 | 0.40263
| 736.1552 | 0.62598 | 736.1552 | 0.031543 | 745.3561 | 0.25859 | 736.1552 | 0.1538 | 736.1552 | 0.18197 | 736.1552 | 0.39918
| 736.385 | 0.56036 | 736.385 | 0.031543 | 745.5919 | 0.26125 | 736.385 | 0.14419 | 736.385 | 0.17254 | 736.385 | 0.37181
| 736.6148 | 0.58791 | 736.6148 | 0.031543 | 745.8276 | 0.25771 | 736.6148 | 0.15167 | 736.6148 | 0.18057 | 736.6148 | 0.41221
| 736.8446 | 0.59452 | 736.8446 | 0.031543 | 746.0634 | 0.25506 | 736.8446 | 0.14453 | 736.8446 | 0.16585 | 736.8446 | 0.38157
| 737.0744 | 0.59621 | 737.0744 | 0.031543 | 746.2992 | 0.24975 | 737.0744 | 0.15133 | 737.0744 | 0.17337 | 737.0744 | 0.42422
| 737.3043 | 0.59097 | 737.3043 | 0.031543 | 746.5349 | 0.24975 | 737.3043 | 0.143 | 737.3043 | 0.16619 | 737.3043 | 0.37877
| 737.5341 | 0.59897 | 737.5341 | 0.031543 | 746.7707 | 0.2471 | 737.5341 | 0.14844 | 737.5341 | 0.18039 | 737.5341 | 0.41152
| 737.7639 | 0.56081 | 737.7639 | 0.031543 | 747.0065 | 0.24621 | 737.7639 | 0.14156 | 737.7639 | 0.16915 | 737.7639 | 0.36994
| 737.9938 | 0.56685 | 737.9938 | 0.031543 | 747.2423 | 0.24356 | 737.9938 | 0.14487 | 737.9938 | 0.1618 | 737.9938 | 0.39773
| 738.2236 | 0.54354 | 738.2236 | 0.031543 | 747.4781 | 0.24356 | 738.2236 | 0.13705 | 738.2236 | 0.16069 | 738.2236 | 0.35629
| 738.4536 | 0.54602 | 738.4536 | 0.031543 | 747.7139 | 0.24002 | 738.4535 | 0.14674 | 738.4536 | 0.17203 | 738.4536 | 0.39145
| 738.6834 | 0.54708 | 738.6834 | 0.031543 | 747.9497 | 0.23909 | 738.6834 | 0.13552 | 738.6834 | 0.1595 | 738.6834 | 0.39028
| 738.9133 | 0.56098 | 738.9133 | 0.031543 | 748.1856 | 0.23732 | 738.9133 | 0.14292 | 738.9133 | 0.17178 | 738.9133 | 0.38047
| 739.1432 | 0.54091 | 739.1432 | 0.031543 | 748.4214 | 0.23555 | 739.1432 | 0.13212 | 739.1432 | 0.16066 | 739.1432 | 0.35176
| 739.3731 | 0.52799 | 739.3731 | 0.031543 | 748.6573 | 0.23378 | 739.3731 | 0.14266 | 739.3731 | 0.17564 | 739.3731 | 0.36318
| 739.603 | 0.52972 | 739.603 | 0.031543 | 748.8931 | 0.2329 | 739.603 | 0.13118 | 739.603 | 0.15958 | 739.603 | 0.3383
| 739.8329 | 0.58844 | 739.8329 | 0.031543 | 749.129 | 0.2329 | 739.8329 | 0.13909 | 739.8329 | 0.16831 | 739.8329 | 0.37695
| 740.0629 | 0.5155 | 740.0629 | 0.031543 | 749.3649 | 0.23025 | 740.0629 | 0.13297 | 740.0629 | 0.15863 | 740.0629 | 0.34975
| 740.2928 | 0.52075 | 740.2928 | 0.031543 | 749.6008 | 0.22936 | 740.2928 | 0.13722 | 740.2928 | 0.17122 | 740.2928 | 0.35135
| 740.5228 | 0.51233 | 740.5228 | 0.031543 | 749.8367 | 0.22582 | 740.5228 | 0.12812 | 740.5228 | 0.1488 | 740.5228 | 0.33364
| 740.7527 | 0.55302 | 740.7527 | 0.031543 | 750.0726 | 0.22494 | 740.7527 | 0.13544 | 740.7527 | 0.15584 | 740.7527 | 0.35618
| 740.9827 | 0.4987 | 740.9827 | 0.031543 | 750.3085 | 0.2214 | 740.9827 | 0.12795 | 740.9827 | 0.15173 | 740.9827 | 0.35188
| 741.2126 | 0.52871 | 741.2126 | 0.031543 | 750.5444 | 0.2214 | 741.2127 | 0.13433 | 741.2126 | 0.15176 | 741.2126 | 0.36276
| 741.4426 | 0.49666 | 741.4426 | 0.031543 | 750.7804 | 0.21786 | 741.4426 | 0.12617 | 741.4426 | 0.14418 | 741.4426 | 0.37736
| 741.6726 | 0.50786 | 741.6726 | 0.031543 | 751.0163 | 0.21698 | 741.6726 | 0.13169 | 741.6726 | 0.15036 | 741.6726 | 0.3473
| 741.9026 | 0.52322 | 741.9026 | 0.031543 | 751.2523 | 0.21432 | 741.9026 | 0.12404 | 741.9026 | 0.14274 | 741.9026 | 0.35922
| 742.1326 | 0.48474 | 742.1326 | 0.031543 | 751.4882 | 0.21432 | 742.1326 | 0.13229 | 742.1326 | 0.15231 | 742.1326 | 0.35663
| 742.3626 | 0.47917 | 742.3626 | 0.031543 | 751.7242 | 0.21255 | 742.3626 | 0.12404 | 742.3626 | 0.14647 | 742.3626 | 0.31741
| 742.5927 | 0.50961 | 742.5927 | 0.031543 | 751.9602 | 0.21079 | 742.5927 | 0.13025 | 742.5927 | 0.15119 | 742.5927 | 0.3294
| 742.8226 | 0.47627 | 742.8226 | 0.031543 | 752.1961 | 0.20636 | 742.8226 | 0.12098 | 742.8226 | 0.14467 | 742.8226 | 0.30612
| 743.0527 | 0.47446 | 743.0527 | 0.031543 | 752.4321 | 0.20636 | 743.0527 | 0.13008 | 743.0527 | 0.15109 | 743.0527 | 0.32509
| 743.2827 | 0.46047 | 743.2827 | 0.031543 | 752.6681 | 0.20548 | 743.2827 | 0.1186 | 743.2827 | 0.14366 | 743.2827 | 0.32678
| 743.5128 | 0.48943 | 743.5128 | 0.031543 | 752.9042 | 0.20636 | 743.5128 | 0.12481 | 743.5128 | 0.14305 | 743.5128 | 0.35928
| 743.7429 | 0.45746 | 743.7429 | 0.031543 | 753.1402 | 0.20371 | 743.7429 | 0.11826 | 743.7429 | 0.1345 | 743.7429 | 0.3237
| 743.9729 | 0.50325 | 743.9729 | 0.031543 | 753.3762 | 0.20282 | 743.9729 | 0.12523 | 743.9729 | 0.14432 | 743.9729 | 0.3439
| 744.203 | 0.47566 | 744.203 | 0.031543 | 753.6123 | 0.19836 | 744.203 | 0.11724 | 744.203 | 0.14451 | 744.203 | 0.32443
| 744.4331 | 0.47532 | 744.4331 | 0.031543 | 753.8483 | 0.19924 | 744.4331 | 0.12336 | 744.4331 | 0.13831 | 744.4331 | 0.36362
| 744.6631 | 0.4609 | 744.6631 | 0.031543 | 754.0843 | 0.19659 | 744.6631 | 0.1152 | 744.6631 | 0.13656 | 744.6631 | 0.3205
| 744.8932 | 0.47216 | 744.8932 | 0.031543 | 754.3204 | 0.19659 | 744.8932 | 0.12166 | 744.8932 | 0.14783 | 744.8932 | 0.3157
| 745.1234 | 0.43351 | 745.1234 | 0.031543 | 754.5565 | 0.19393 | 745.1234 | 0.11197 | 745.1234 | 0.13178 | 745.1234 | 0.26984
| 745.3535 | 0.50581 | 745.3535 | 0.031543 | 754.7926 | 0.18951 | 745.3535 | 0.11954 | 745.3535 | 0.14337 | 745.3535 | 0.31991
| 745.5836 | 0.43968 | 745.5836 | 0.031543 | 755.0287 | 0.18863 | 745.5836 | 0.11129 | 745.5836 | 0.13378 | 745.5836 | 0.31529
| 745.8138 | 0.43975 | 745.8138 | 0.031543 | 755.2648 | 0.18597 | 745.8138 | 0.12064 | 745.8138 | 0.15528 | 745.8138 | 0.31524
| 746.0439 | 0.43307 | 746.0439 | 0.031543 | 755.5009 | 0.18863 | 746.0439 | 0.11086 | 746.0439 | 0.12224 | 746.0439 | 0.29747
| 746.274 | 0.45959 | 746.274 | 0.031543 | 755.737 | 0.18421 | 746.274 | 0.11775 | 746.274 | 0.13134 | 746.274 | 0.31873
| 746.5042 | 0.40486 | 746.5042 | 0.031543 | 755.9731 | 0.18421 | 746.5042 | 0.1078 | 746.5042 | 0.13819 | 746.5042 | 0.28635
| 746.7344 | 0.44281 | 746.7344 | 0.031543 | 756.2092 | 0.17978 | 746.7344 | 0.1169 | 746.7344 | 0.13584 | 746.7344 | 0.31551
| 746.9645 | 0.41124 | 746.9645 | 0.031543 | 756.4454 | 0.18332 | 746.9645 | 0.10772 | 746.9645 | 0.12701 | 746.9645 | 0.29203
| 747.1948 | 0.42801 | 747.1948 | 0.031543 | 756.6816 | 0.17536 | 747.1948 | 0.11622 | 747.1948 | 0.1421 | 747.1948 | 0.30512
| 747.4249 | 0.40369 | 747.4249 | 0.031543 | 756.9177 | 0.18067 | 747.4249 | 0.10517 | 747.4249 | 0.11932 | 747.4249 | 0.29264
| 747.6552 | 0.46725 | 747.6552 | 0.031543 | 757.1539 | 0.17536 | 747.6552 | 0.11376 | 747.6552 | 0.12974 | 747.6552 | 0.30721
| 747.8853 | 0.40499 | 747.8853 | 0.031543 | 757.3901 | 0.17713 | 747.8853 | 0.10347 | 747.8853 | 0.11315 | 747.8853 | 0.2641
| 748.1155 | 0.42363 | 748.1155 | 0.031543 | 757.6263 | 0.17271 | 748.1155 | 0.11299 | 748.1155 | 0.13435 | 748.1155 | 0.31157
| 748.3458 | 0.40957 | 748.3458 | 0.031543 | 757.8624 | 0.17536 | 748.3458 | 0.10296 | 748.3458 | 0.12321 | 748.3458 | 0.30714
| 748.576 | 0.43132 | 748.576 | 0.031543 | 758.0987 | 0.1674 | 748.576 | 0.11223 | 748.576 | 0.13549 | 748.576 | 0.29865
| 748.8063 | 0.4059 | 748.8063 | 0.031543 | 758.3349 | 0.16917 | 748.8063 | 0.10279 | 748.8063 | 0.11695 | 748.8063 | 0.28445
| 749.0365 | 0.39072 | 749.0365 | 0.031543 | 758.5711 | 0.17094 | 749.0365 | 0.1016 | 749.0365 | 0.11569 | 749.0365 | 0.29991
| 749.2668 | 0.42261 | 749.2668 | 0.031543 | 758.8073 | 0.16828 | 749.2668 | 0.10729 | 749.2668 | 0.11976 | 749.2668 | 0.27545
| 749.497 | 0.37953 | 749.497 | 0.031543 | 759.0436 | 0.1647 | 749.497 | 0.099642 | 749.497 | 0.12959 | 749.497 | 0.26154
| 749.7273 | 0.38426 | 749.7273 | 0.031543 | 759.2798 | 0.16382 | 749.7273 | 0.10789 | 749.7273 | 0.12746 | 749.7273 | 0.29497
| 749.9576 | 0.37556 | 749.9576 | 0.031543 | 759.5161 | 0.16028 | 749.9576 | 0.096667 | 749.9576 | 0.12109 | 749.9576 | 0.25955
| 750.1879 | 0.39465 | 750.1879 | 0.031543 | 759.7523 | 0.1674 | 750.1879 | 0.10593 | 750.1879 | 0.11875 | 750.1879 | 0.26985
| 750.4182 | 0.39132 | 750.4182 | 0.031543 | 759.9886 | 0.15939 | 750.4181 | 0.099132 | 750.4182 | 0.11497 | 750.4182 | 0.28069
| 750.6485 | 0.39124 | 750.6485 | 0.031543 | 760.2249 | 0.16028 | 750.6485 | 0.10559 | 750.6485 | 0.12507 | 750.6485 | 0.28313
| 750.8788 | 0.35836 | 750.8788 | 0.031543 | 760.4612 | 0.15497 | 750.8788 | 0.096497 | 750.8788 | 0.10985 | 750.8788 | 0.25238
| 751.1091 | 0.38686 | 751.1091 | 0.031543 | 760.6975 | 0.15497 | 751.1091 | 0.10517 | 751.1091 | 0.13143 | 751.1091 | 0.27703
| 751.3395 | 0.33968 | 751.3395 | 0.031543 | 760.9338 | 0.15409 | 751.3395 | 0.094541 | 751.3395 | 0.11363 | 751.3395 | 0.256
| 751.5698 | 0.39358 | 751.5698 | 0.031543 | 761.1701 | 0.15762 | 751.5698 | 0.10296 | 751.5698 | 0.12243 | 751.5698 | 0.28359
| 751.8001 | 0.36894 | 751.8001 | 0.031543 | 761.4064 | 0.15497 | 751.8001 | 0.094966 | 751.8001 | 0.10622 | 751.8001 | 0.25844
| 752.0305 | 0.37593 | 752.0305 | 0.031543 | 761.6428 | 0.1532 | 752.0305 | 0.10041 | 752.0305 | 0.12555 | 752.0305 | 0.26529
| 752.2609 | 0.36705 | 752.2609 | 0.031543 | 761.8791 | 0.15232 | 752.2609 | 0.092671 | 752.2609 | 0.11148 | 752.2609 | 0.26706
| 752.4912 | 0.37031 | 752.4912 | 0.031543 | 762.1155 | 0.14966 | 752.4912 | 0.10075 | 752.4912 | 0.10966 | 752.4912 | 0.27418
| 752.7216 | 0.29059 | 752.7216 | 0.031543 | 762.3518 | 0.14966 | 752.7216 | 0.091481 | 752.7216 | 0.11055 | 752.7216 | 0.24318
| 752.952 | 0.37472 | 752.952 | 0.031543 | 762.5882 | 0.14878 | 752.952 | 0.10117 | 752.952 | 0.11121 | 752.952 | 0.22924
| 753.1824 | 0.34037 | 753.1824 | 0.031543 | 762.8246 | 0.14613 | 753.1824 | 0.08978 | 753.1824 | 0.10593 | 753.1824 | 0.29002
| 753.4128 | 0.38112 | 753.4128 | 0.031543 | 763.061 | 0.14613 | 753.4128 | 0.097602 | 753.4128 | 0.11078 | 753.4128 | 0.23889
| 753.6432 | 0.3086 | 753.6432 | 0.031543 | 763.2974 | 0.14082 | 753.6432 | 0.08978 | 753.6432 | 0.11382 | 753.6432 | 0.24396
| 753.8736 | 0.34767 | 753.8736 | 0.031543 | 763.5338 | 0.14524 | 753.8736 | 0.096582 | 753.8736 | 0.11164 | 753.8736 | 0.26879
| 754.1041 | 0.32164 | 754.1041 | 0.031543 | 763.7702 | 0.14082 | 754.1041 | 0.087145 | 754.1041 | 0.10613 | 754.1041 | 0.2457
| 754.3345 | 0.37527 | 754.3345 | 0.031543 | 764.0066 | 0.1417 | 754.3345 | 0.10032 | 754.3345 | 0.10794 | 754.3345 | 0.28134
| 754.5649 | 0.3404 | 754.5649 | 0.031543 | 764.243 | 0.1417 | 754.5649 | 0.085529 | 754.5649 | 0.10615 | 754.5649 | 0.25605
| 754.7954 | 0.34576 | 754.7954 | 0.031543 | 764.4795 | 0.13993 | 754.7954 | 0.096157 | 754.7954 | 0.11839 | 754.7954 | 0.26451
| 755.0258 | 0.33151 | 755.0258 | 0.031543 | 764.7159 | 0.13728 | 755.0258 | 0.086124 | 755.0258 | 0.095351 | 755.0258 | 0.23442
| 755.2563 | 0.33472 | 755.2563 | 0.031543 | 764.9524 | 0.1364 | 755.2563 | 0.093861 | 755.2563 | 0.10855 | 755.2563 | 0.2514
| 755.4868 | 0.34363 | 755.4868 | 0.031543 | 765.1889 | 0.13374 | 755.4868 | 0.08655 | 755.4868 | 0.0957 | 755.4868 | 0.24034
| 755.7173 | 0.32277 | 755.7173 | 0.031543 | 765.4253 | 0.13374 | 755.7173 | 0.092246 | 755.7173 | 0.10207 | 755.7173 | 0.23847
| 755.9478 | 0.30241 | 755.9478 | 0.031543 | 765.6618 | 0.13197 | 755.9478 | 0.082809 | 755.9478 | 0.090372 | 755.9478 | 0.23135
| 756.1783 | 0.32606 | 756.1783 | 0.031543 | 765.8983 | 0.13374 | 756.1783 | 0.093436 | 756.1783 | 0.11091 | 756.1783 | 0.2418
| 756.4088 | 0.32084 | 756.4088 | 0.031543 | 766.1348 | 0.13197 | 756.4088 | 0.081873 | 756.4088 | 0.094763 | 756.4088 | 0.22506
| 756.6393 | 0.32046 | 756.6393 | 0.031543 | 766.3713 | 0.13197 | 756.6393 | 0.090545 | 756.6393 | 0.095161 | 756.6393 | 0.24223
| 756.8698 | 0.3042 | 756.8698 | 0.031543 | 766.6078 | 0.12839 | 756.8698 | 0.083404 | 756.8698 | 0.096754 | 756.8698 | 0.2151
| 757.1003 | 0.3207 | 757.1003 | 0.031543 | 766.8443 | 0.12932 | 757.1003 | 0.090035 | 757.1003 | 0.096544 | 757.1003 | 0.22423
| 757.3309 | 0.29362 | 757.3309 | 0.031543 | 767.0809 | 0.12839 | 757.3309 | 0.081788 | 757.3309 | 0.099017 | 757.3309 | 0.2037
| 757.5615 | 0.34146 | 757.5615 | 0.031543 | 767.3174 | 0.12839 | 757.5615 | 0.0891 | 757.5615 | 0.095818 | 757.5615 | 0.23854
| 757.792 | 0.2924 | 757.792 | 0.031543 | 767.554 | 0.12751 | 757.792 | 0.080173 | 757.792 | 0.096125 | 757.792 | 0.2453
| 758.0226 | 0.31372 | 758.0226 | 0.031543 | 767.7905 | 0.12751 | 758.0226 | 0.08842 | 758.0226 | 0.10082 | 758.0226 | 0.23721
| 758.2532 | 0.26889 | 758.2532 | 0.031543 | 768.0271 | 0.12397 | 758.2532 | 0.081703 | 758.2532 | 0.094777 | 758.2532 | 0.22161
| 758.4837 | 0.30484 | 758.4837 | 0.031543 | 768.2637 | 0.12397 | 758.4837 | 0.088165 | 758.4837 | 0.096922 | 758.4837 | 0.23005
| 758.7143 | 0.31585 | 758.7143 | 0.031543 | 768.5003 | 0.12397 | 758.7143 | 0.078048 | 758.7143 | 0.091362 | 758.7143 | 0.19667
| 758.9449 | 0.30902 | 758.9449 | 0.031543 | 768.7369 | 0.12308 | 758.9449 | 0.087825 | 758.9449 | 0.096889 | 758.9449 | 0.22298
| 759.1755 | 0.31564 | 759.1755 | 0.031543 | 768.9735 | 0.12043 | 759.1755 | 0.077793 | 759.1755 | 0.083381 | 759.1755 | 0.21527
| 759.4061 | 0.30114 | 759.4061 | 0.031543 | 769.2101 | 0.11955 | 759.4061 | 0.081958 | 759.4061 | 0.1009 | 759.4061 | 0.19957
| 759.6368 | 0.25556 | 759.6368 | 0.031543 | 769.4467 | 0.11955 | 759.6368 | 0.075157 | 759.6368 | 0.090455 | 759.6368 | 0.21816
| 759.8674 | 0.30247 | 759.8674 | 0.031543 | 769.6833 | 0.11955 | 759.8674 | 0.084084 | 759.8674 | 0.096136 | 759.8674 | 0.25213
| 760.098 | 0.26951 | 760.098 | 0.031543 | 769.9199 | 0.11955 | 760.098 | 0.076177 | 760.098 | 0.088497 | 760.098 | 0.20322
| 760.3287 | 0.28955 | 760.3287 | 0.031543 | 770.1566 | 0.11866 | 760.3287 | 0.083234 | 760.3287 | 0.092585 | 760.3287 | 0.21122
| 760.5593 | 0.25735 | 760.5593 | 0.031543 | 770.3932 | 0.11512 | 760.5593 | 0.073457 | 760.5593 | 0.091002 | 760.5593 | 0.19187
| 760.79 | 0.31344 | 760.79 | 0.031543 | 770.6299 | 0.11512 | 760.79 | 0.083489 | 760.79 | 0.087226 | 760.79 | 0.21353
| 761.0206 | 0.26953 | 761.0206 | 0.031543 | 770.8666 | 0.11512 | 761.0206 | 0.072521 | 761.0206 | 0.093966 | 761.0206 | 0.19508
| 761.2513 | 0.28587 | 761.2513 | 0.031543 | 771.1033 | 0.11158 | 761.2513 | 0.083234 | 761.2513 | 0.097071 | 761.2513 | 0.2152
| 761.482 | 0.27603 | 761.482 | 0.031543 | 771.34 | 0.11424 | 761.482 | 0.072606 | 761.482 | 0.084531 | 761.482 | 0.17796
| 761.7127 | 0.29293 | 761.7127 | 0.031543 | 771.5766 | 0.11512 | 761.7127 | 0.081108 | 761.7127 | 0.091117 | 761.7127 | 0.22338
| 761.9434 | 0.29563 | 761.9434 | 0.031543 | 771.8134 | 0.11424 | 761.9434 | 0.070906 | 761.9434 | 0.084565 | 761.9434 | 0.19728
| 762.1741 | 0.26711 | 762.1741 | 0.031543 | 772.0501 | 0.11247 | 762.1741 | 0.081533 | 762.1741 | 0.090874 | 762.1741 | 0.22665
| 762.4048 | 0.23465 | 762.4048 | 0.031543 | 772.2868 | 0.11247 | 762.4049 | 0.072096 | 762.4048 | 0.082325 | 762.4048 | 0.19352
| 762.6356 | 0.2958 | 762.6356 | 0.031543 | 772.5235 | 0.10893 | 762.6356 | 0.079578 | 762.6356 | 0.090269 | 762.6356 | 0.21004
| 762.8663 | 0.27305 | 762.8663 | 0.031543 | 772.7603 | 0.1107 | 762.8663 | 0.070226 | 762.8663 | 0.083834 | 762.8663 | 0.20368
| 763.097 | 0.27783 | 763.097 | 0.031543 | 772.997 | 0.10628 | 763.097 | 0.079663 | 763.097 | 0.084239 | 763.097 | 0.21587
| 763.3278 | 0.2436 | 763.3278 | 0.031543 | 773.2337 | 0.10805 | 763.3278 | 0.069716 | 763.3278 | 0.085576 | 763.3278 | 0.21216
| 763.5585 | 0.24789 | 763.5585 | 0.031543 | 773.4705 | 0.092125 | 763.5585 | 0.077027 | 763.5585 | 0.088494 | 763.5585 | 0.21862
| 763.7893 | 0.27089 | 763.7893 | 0.031543 | 773.7073 | 0.10097 | 763.7893 | 0.069886 | 763.7893 | 0.083073 | 763.7893 | 0.16653
| 764.0201 | 0.27149 | 764.0201 | 0.031543 | 773.9441 | 0.10185 | 764.0201 | 0.079578 | 764.0201 | 0.086045 | 764.0201 | 0.2019
| 764.2509 | 0.24225 | 764.2509 | 0.031543 | 774.1809 | 0.10362 | 764.2509 | 0.068951 | 764.2509 | 0.08586 | 764.2509 | 0.15849
| 764.4817 | 0.25493 | 764.4817 | 0.031543 | 774.4176 | 0.10362 | 764.4817 | 0.076942 | 764.4817 | 0.099001 | 764.4817 | 0.21522
| 764.7125 | 0.2228 | 764.7125 | 0.031543 | 774.6545 | 0.10539 | 764.7125 | 0.068525 | 764.7125 | 0.078699 | 764.7125 | 0.22473
| 764.9433 | 0.28751 | 764.9433 | 0.031543 | 774.8913 | 0.099201 | 764.9433 | 0.075667 | 764.9433 | 0.083492 | 764.9433 | 0.18582
| 765.1741 | 0.2297 | 765.1741 | 0.031543 | 775.1281 | 0.10185 | 765.1741 | 0.067675 | 765.1741 | 0.09017 | 765.1741 | 0.18268
| 765.4049 | 0.2623 | 765.4049 | 0.031543 | 775.3649 | 0.099201 | 765.4049 | 0.077793 | 765.4049 | 0.087368 | 765.4049 | 0.20011
| 765.6357 | 0.21284 | 765.6357 | 0.031543 | 775.6018 | 0.10274 | 765.6357 | 0.066655 | 765.6357 | 0.081733 | 765.6357 | 0.18139
| 765.8666 | 0.22961 | 765.8666 | 0.031543 | 775.8386 | 0.097432 | 765.8666 | 0.076007 | 765.8666 | 0.078453 | 765.8666 | 0.19335
| 766.0974 | 0.23872 | 766.0974 | 0 | 776.0755 | 0.10097 | 766.0974 | 0.066145 | 766.0974 | 0.073405 | 766.0974 | 0.18516
| 766.3283 | 0.25239 | 766.3283 | 0.031543 | 776.3123 | 0.097432 | 766.3283 | 0.074222 | 766.3283 | 0.084229 | 766.3283 | 0.1859
| 766.5591 | 0.23044 | 766.5591 | 0.031543 | 776.5492 | 0.097432 | 766.5591 | 0.065125 | 766.5591 | 0.074509 | 766.5591 | 0.18735
| 766.79 | 0.26549 | 766.79 | 0.031543 | 776.7861 | 0.094778 | 766.79 | 0.074817 | 766.79 | 0.080997 | 766.79 | 0.22703
| 767.0209 | 0.24434 | 767.0209 | 0.031543 | 777.023 | 0.098316 | 767.0209 | 0.06487 | 767.0209 | 0.082899 | 767.0209 | 0.14181
| 767.2518 | 0.21982 | 767.2518 | 0.031543 | 777.2599 | 0.088542 | 767.2518 | 0.073882 | 767.2518 | 0.076479 | 767.2518 | 0.1552
| 767.4827 | 0.2123 | 767.4827 | 0.031543 | 777.4968 | 0.094778 | 767.4827 | 0.063679 | 767.4827 | 0.068584 | 767.4827 | 0.17843
| 767.7136 | 0.26054 | 767.7136 | 0.031543 | 777.7337 | 0.094778 | 767.7136 | 0.071501 | 767.7136 | 0.071893 | 767.7136 | 0.18339
| 767.9445 | 0.23128 | 767.9445 | 0.031543 | 777.9706 | 0.093009 | 767.9445 | 0.063169 | 767.9445 | 0.070559 | 767.9445 | 0.16897
| 768.1754 | 0.26761 | 768.1754 | 0.031543 | 778.2076 | 0.090311 | 768.1754 | 0.071331 | 768.1754 | 0.087497 | 768.1754 | 0.16718
| 768.4063 | 0.21254 | 768.4063 | 0.031543 | 778.4445 | 0.08412 | 768.4063 | 0.063594 | 768.4063 | 0.074416 | 768.4063 | 0.16815
| 768.6373 | 0.23128 | 768.6373 | 0 | 778.6815 | 0.088542 | 768.6373 | 0.072521 | 768.6373 | 0.085616 | 768.6373 | 0.19564
| 768.8682 | 0.20372 | 768.8682 | 0.031543 | 778.9184 | 0.093894 | 768.8682 | 0.061384 | 768.8682 | 0.069009 | 768.8682 | 0.16704
| 769.0992 | 0.25774 | 769.0992 | 0.031543 | 779.1554 | 0.085004 | 769.0992 | 0.071671 | 769.0992 | 0.072548 | 769.0992 | 0.19463
| 769.3301 | 0.22497 | 769.3301 | 0 | 779.3923 | 0.092125 | 769.3301 | 0.060534 | 769.3301 | 0.072144 | 769.3301 | 0.17573
| 769.5611 | 0.24084 | 769.5611 | 0.031543 | 779.6293 | 0.085004 | 769.5611 | 0.069036 | 769.5611 | 0.079082 | 769.5611 | 0.17111
| 769.7921 | 0.23409 | 769.7921 | 0 | 779.8663 | 0.093894 | 769.7921 | 0.061554 | 769.7921 | 0.079397 | 769.7921 | 0.17336
| 770.023 | 0.25593 | 770.023 | 0.031543 | 780.1033 | 0.085889 | 770.023 | 0.070566 | 770.023 | 0.080942 | 770.023 | 0.20091
| 770.254 | 0.21898 | 770.254 | 0.031543 | 780.3403 | 0.091196 | 770.254 | 0.060449 | 770.254 | 0.06373 | 770.254 | 0.17364
| 770.485 | 0.22289 | 770.485 | 0.031543 | 780.5773 | 0.085004 | 770.4851 | 0.068525 | 770.485 | 0.07761 | 770.485 | 0.14059
| 770.716 | 0.19495 | 770.716 | 0 | 780.8144 | 0.087658 | 770.716 | 0.059853 | 770.716 | 0.059775 | 770.716 | 0.15379
| 770.947 | 0.23261 | 770.947 | 0.031543 | 781.0514 | 0.082351 | 770.947 | 0.069291 | 770.947 | 0.084499 | 770.947 | 0.19436
| 771.178 | 0.20963 | 771.178 | 0 | 781.2884 | 0.083235 | 771.178 | 0.058323 | 771.178 | 0.06567 | 771.178 | 0.15591
| 771.4091 | 0.23421 | 771.4091 | 0.031543 | 781.5255 | 0.079697 | 771.4091 | 0.0681 | 771.4091 | 0.076298 | 771.4091 | 0.20315
| 771.6401 | 0.2049 | 771.6401 | 0.031543 | 781.7626 | 0.08412 | 771.6401 | 0.058153 | 771.6401 | 0.07398 | 771.6401 | 0.14407
| 771.8712 | 0.20839 | 771.8712 | 0 | 781.9996 | 0.083235 | 771.8711 | 0.06776 | 771.8712 | 0.078584 | 771.8712 | 0.19645
| 772.1022 | 0.2058 | 772.1022 | 0.031543 | 782.2367 | 0.083235 | 772.1022 | 0.057813 | 772.1022 | 0.069575 | 772.1022 | 0.14243
| 772.3333 | 0.21137 | 772.3333 | 0.031543 | 782.4738 | 0.082351 | 772.3333 | 0.06555 | 772.3333 | 0.078802 | 772.3333 | 0.16053
| 772.5643 | 0.17054 | 772.5643 | 0.031543 | 782.7109 | 0.08412 | 772.5643 | 0.056028 | 772.5643 | 0.072979 | 772.5643 | 0.11812
| 772.7954 | 0.24392 | 772.7954 | 0 | 782.948 | 0.080581 | 772.7954 | 0.06555 | 772.7954 | 0.077848 | 772.7954 | 0.15236
| 773.0266 | 0.18424 | 773.0266 | 0 | 783.1851 | 0.08412 | 773.0266 | 0.057983 | 773.0266 | 0.071843 | 773.0266 | 0.16302
| 773.2576 | 0.20398 | 773.2576 | 0 | 783.4222 | 0.078812 | 773.2576 | 0.064019 | 773.2576 | 0.080682 | 773.2576 | 0.1492
| 773.4887 | 0.16745 | 773.4887 | 0.031543 | 783.6593 | 0.079697 | 773.4887 | 0.056113 | 773.4887 | 0.053098 | 773.4887 | 0.1507
| 773.7198 | 0.19414 | 773.7198 | 0 | 783.8964 | 0.077043 | 773.7198 | 0.06436 | 773.7198 | 0.076923 | 773.7198 | 0.14983
| 773.9509 | 0.15817 | 773.9509 | 0.031543 | 784.1336 | 0.07439 | 773.9509 | 0.054072 | 773.9509 | 0.062638 | 773.9509 | 0.15517
| 774.1821 | 0.21798 | 774.1821 | 0.031543 | 784.3707 | 0.072621 | 774.1821 | 0.06453 | 774.1821 | 0.082391 | 774.1821 | 0.13552
| 774.4132 | 0.18787 | 774.4132 | 0 | 784.6079 | 0.078812 | 774.4132 | 0.053137 | 774.4132 | 0.072805 | 774.4132 | 0.16642
| 774.6443 | 0.20101 | 774.6443 | 0.031543 | 784.8451 | 0.077043 | 774.6444 | 0.065975 | 774.6443 | 0.072433 | 774.6443 | 0.15179
| 774.8755 | 0.17682 | 774.8755 | 0 | 785.0822 | 0.077043 | 774.8755 | 0.052882 | 774.8755 | 0.067405 | 774.8755 | 0.14007
| 775.1066 | 0.21318 | 775.1066 | 0 | 785.3194 | 0.070852 | 775.1066 | 0.062744 | 775.1066 | 0.072511 | 775.1066 | 0.16883
| 775.3378 | 0.18676 | 775.3378 | 0 | 785.5566 | 0.075274 | 775.3378 | 0.053392 | 775.3378 | 0.055756 | 775.3378 | 0.14353
| 775.569 | 0.19374 | 775.569 | 0.031543 | 785.7938 | 0.075274 | 775.569 | 0.064104 | 775.569 | 0.070707 | 775.569 | 0.17304
| 775.8002 | 0.17217 | 775.8002 | 0 | 786.031 | 0.072621 | 775.8002 | 0.053647 | 775.8002 | 0.066101 | 775.8002 | 0.16438
| 776.0314 | 0.18997 | 776.0314 | 0 | 786.2682 | 0.070852 | 776.0314 | 0.061894 | 776.0314 | 0.069723 | 776.0314 | 0.2087
| 776.2625 | 0.18652 | 776.2625 | 0 | 786.5054 | 0.073505 | 776.2625 | 0.050076 | 776.2625 | 0.063805 | 776.2625 | 0.14336
| 776.4937 | 0.20214 | 776.4937 | 0 | 786.7427 | 0.069967 | 776.4937 | 0.062744 | 776.4937 | 0.079175 | 776.4937 | 0.17612
| 776.725 | 0.17057 | 776.725 | 0 | 786.9799 | 0.070852 | 776.725 | 0.052202 | 776.725 | 0.062679 | 776.725 | 0.1425
| 776.9562 | 0.21685 | 776.9562 | 0 | 787.2172 | 0.069967 | 776.9562 | 0.060789 | 776.9562 | 0.073495 | 776.9562 | 0.17223
| 777.1874 | 0.20186 | 777.1874 | 0 | 787.4544 | 0.069082 | 777.1874 | 0.048631 | 777.1874 | 0.050965 | 777.1874 | 0.15056
| 777.4186 | 0.21399 | 777.4186 | 0.031543 | 787.6917 | 0.069967 | 777.4186 | 0.060874 | 777.4186 | 0.063898 | 777.4186 | 0.14659
| 777.6499 | 0.14315 | 777.6499 | 0 | 787.9289 | 0.069967 | 777.6499 | 0.048716 | 777.6499 | 0.051803 | 777.6499 | 0.1263
| 777.8811 | 0.18157 | 777.8811 | 0 | 788.1662 | 0.068198 | 777.8811 | 0.060619 | 777.8811 | 0.055891 | 777.8811 | 0.12709
| 778.1124 | 0.15382 | 778.1124 | 0 | 788.4035 | 0.066429 | 778.1124 | 0.049821 | 778.1124 | 0.060257 | 778.1124 | 0.16931
| 778.3436 | 0.20415 | 778.3436 | 0 | 788.6408 | 0.063775 | 778.3436 | 0.059343 | 778.3436 | 0.074423 | 778.3436 | 0.17924
| 778.5749 | 0.18833 | 778.5749 | 0 | 788.8781 | 0.067313 | 778.5749 | 0.048716 | 778.5749 | 0.054452 | 778.5749 | 0.12414
| 778.8062 | 0.17534 | 778.8062 | 0 | 789.1154 | 0.066429 | 778.8062 | 0.058833 | 778.8062 | 0.063727 | 778.8062 | 0.16448
| 779.0375 | 0.18068 | 779.0375 | 0 | 789.3528 | 0.066429 | 779.0375 | 0.048546 | 779.0375 | 0.058147 | 779.0375 | 0.13226
| 779.2688 | 0.16415 | 779.2688 | 0 | 789.5901 | 0.068198 | 779.2688 | 0.058578 | 779.2688 | 0.070024 | 779.2688 | 0.17843
| 779.5001 | 0.17957 | 779.5001 | 0 | 789.8274 | 0.066429 | 779.5001 | 0.047271 | 779.5001 | 0.051483 | 779.5001 | 0.14599
| 779.7314 | 0.16474 | 779.7314 | 0 | 790.0648 | 0.06466 | 779.7314 | 0.064955 | 779.7314 | 0.068879 | 779.7314 | 0.16053
| 779.9627 | 0.16398 | 779.9627 | 0 | 790.3021 | 0.066429 | 779.9627 | 0.046676 | 779.9627 | 0.062585 | 779.9627 | 0.14113
| 780.194 | 0.17891 | 780.194 | 0 | 790.5395 | 0.062891 | 780.194 | 0.058833 | 780.194 | 0.071709 | 780.194 | 0.14926
| 780.4254 | 0.16378 | 780.4254 | 0 | 790.7769 | 0.062006 | 780.4254 | 0.048546 | 780.4254 | 0.048725 | 780.4254 | 0.14306
| 780.6567 | 0.20779 | 780.6567 | 0.031543 | 791.0142 | 0.061122 | 780.6567 | 0.056878 | 780.6567 | 0.06688 | 780.6567 | 0.16349
| 780.8881 | 0.12818 | 780.8881 | 0 | 791.2516 | 0.062006 | 780.8881 | 0.048036 | 780.8881 | 0.048475 | 780.8881 | 0.090023
| 781.1194 | 0.1895 | 781.1194 | 0 | 791.489 | 0.062006 | 781.1195 | 0.056878 | 781.1194 | 0.064327 | 781.1194 | 0.13146
| 781.3508 | 0.13896 | 781.3508 | 0 | 791.7264 | 0.062006 | 781.3508 | 0.047101 | 781.3508 | 0.067758 | 781.3508 | 0.14833
| 781.5822 | 0.20608 | 781.5822 | 0 | 791.9638 | 0.066429 | 781.5822 | 0.056198 | 781.5822 | 0.050706 | 781.5822 | 0.14587
| 781.8136 | 0.14623 | 781.8136 | 0 | 792.2012 | 0.062006 | 781.8136 | 0.044635 | 781.8136 | 0.049654 | 781.8136 | 0.11093
| 782.045 | 0.19865 | 782.045 | 0 | 792.4387 | 0.058468 | 782.045 | 0.053222 | 782.045 | 0.06987 | 782.045 | 0.10893
| 782.2764 | 0.13489 | 782.2764 | 0 | 792.6761 | 0.062006 | 782.2764 | 0.045825 | 782.2764 | 0.038336 | 782.2764 | 0.13642
| 782.5078 | 0.17784 | 782.5078 | 0 | 792.9136 | 0.063775 | 782.5077 | 0.055432 | 782.5078 | 0.055399 | 782.5078 | 0.13679
| 782.7392 | 0.14369 | 782.7392 | 0 | 793.151 | 0.057583 | 782.7392 | 0.043445 | 782.7392 | 0.04425 | 782.7392 | 0.14747
| 782.9706 | 0.16547 | 782.9706 | 0 | 793.3885 | 0.062006 | 782.9706 | 0.053902 | 782.9706 | 0.073853 | 782.9706 | 0.14958
| 783.202 | 0.15706 | 783.202 | 0 | 793.6259 | 0.059353 | 783.202 | 0.043445 | 783.202 | 0.063849 | 783.202 | 0.11766
| 783.4335 | 0.16337 | 783.4335 | 0 | 793.8634 | 0.062891 | 783.4335 | 0.054752 | 783.4335 | 0.060419 | 783.4335 | 0.13375
| 783.6649 | 0.10281 | 783.6649 | 0 | 794.1009 | 0.057583 | 783.6649 | 0.04268 | 783.6649 | 0.055052 | 783.6649 | 0.13556
| 783.8964 | 0.17044 | 783.8964 | 0.031543 | 794.3384 | 0.057583 | 783.8964 | 0.055092 | 783.8964 | 0.076296 | 783.8964 | 0.16007
| 784.1278 | 0.13295 | 784.1278 | 0 | 794.5759 | 0.053117 | 784.1278 | 0.042084 | 784.1278 | 0.056739 | 784.1278 | 0.10971
| 784.3593 | 0.17281 | 784.3593 | 0.031543 | 794.8134 | 0.056699 | 784.3593 | 0.052542 | 784.3593 | 0.047995 | 784.3593 | 0.16415
| 784.5908 | 0.13056 | 784.5908 | 0 | 795.0509 | 0.053117 | 784.5908 | 0.043615 | 784.5908 | 0.042492 | 784.5908 | 0.121
| 784.8223 | 0.16515 | 784.8223 | 0 | 795.2885 | 0.058468 | 784.8223 | 0.052457 | 784.8223 | 0.063235 | 784.8223 | 0.15078
| 785.0538 | 0.1459 | 785.0538 | 0 | 795.526 | 0.057583 | 785.0538 | 0.04217 | 785.0538 | 0.052367 | 785.0538 | 0.1318
| 785.2853 | 0.17933 | 785.2853 | 0 | 795.7635 | 0.057583 | 785.2853 | 0.051862 | 785.2853 | 0.065684 | 785.2853 | 0.1355
| 785.5168 | 0.12277 | 785.5168 | 0 | 796.0011 | 0.052232 | 785.5168 | 0.041149 | 785.5168 | 0.050843 | 785.5168 | 0.12275
| 785.7483 | 0.20318 | 785.7483 | 0 | 796.2386 | 0.051347 | 785.7483 | 0.052372 | 785.7483 | 0.055362 | 785.7483 | 0.15526
| 785.9798 | 0.16082 | 785.9798 | 0 | 796.4762 | 0.049578 | 785.9798 | 0.041404 | 785.9798 | 0.04481 | 785.9798 | 0.11267
| 786.2113 | 0.13189 | 786.2113 | 0 | 796.7138 | 0.053117 | 786.2113 | 0.052967 | 786.2113 | 0.057231 | 786.2113 | 0.13711
| 786.4429 | 0.11494 | 786.4429 | 0 | 796.9514 | 0.053117 | 786.4429 | 0.039959 | 786.4429 | 0.04645 | 786.4429 | 0.11692
| 786.6744 | 0.16843 | 786.6744 | 0 | 797.1889 | 0.057583 | 786.6744 | 0.049821 | 786.6744 | 0.056181 | 786.6744 | 0.15105
| 786.9059 | 0.11991 | 786.9059 | 0 | 797.4265 | 0.052232 | 786.9059 | 0.041149 | 786.9059 | 0.0498 | 786.9059 | 0.1221
| 787.1375 | 0.14461 | 787.1375 | 0 | 797.6641 | 0.053117 | 787.1375 | 0.049566 | 787.1375 | 0.054863 | 787.1375 | 0.11809
| 787.3691 | 0.13627 | 787.3691 | 0 | 797.9018 | 0.053117 | 787.3691 | 0.041574 | 787.3691 | 0.044405 | 787.3691 | 0.095959
| 787.6007 | 0.14984 | 787.6007 | 0 | 798.1394 | 0.054886 | 787.6007 | 0.050161 | 787.6007 | 0.056016 | 787.6007 | 0.1276
| 787.8323 | 0.12794 | 787.8323 | 0 | 798.377 | 0.051347 | 787.8323 | 0.041319 | 787.8323 | 0.047511 | 787.8323 | 0.096985
| 788.0638 | 0.1803 | 788.0638 | 0 | 798.6146 | 0.054001 | 788.0638 | 0.048716 | 788.0638 | 0.059231 | 788.0638 | 0.11353
| 788.2955 | 0.12858 | 788.2955 | 0 | 798.8523 | 0.048694 | 788.2955 | 0.039789 | 788.2955 | 0.045083 | 788.2955 | 0.089204
| 788.5271 | 0.17704 | 788.5271 | 0 | 799.09 | 0.051347 | 788.5271 | 0.049906 | 788.5271 | 0.04165 | 788.5271 | 0.13714
| 788.7587 | 0.15217 | 788.7587 | 0 | 799.3276 | 0.04604 | 788.7587 | 0.039024 | 788.7587 | 0.042775 | 788.7587 | 0.097565
| 788.9903 | 0.15791 | 788.9903 | 0 | 799.5653 | 0.054001 | 788.9903 | 0.051522 | 788.9903 | 0.050686 | 788.9903 | 0.15218
| 789.2219 | 0.15444 | 789.2219 | 0 | 799.803 | 0.04604 | 789.2219 | 0.039534 | 789.2219 | 0.043124 | 789.2219 | 0.10226
| 789.4536 | 0.17602 | 789.4536 | 0 | 800.0407 | 0.050463 | 789.4536 | 0.049481 | 789.4536 | 0.057946 | 789.4536 | 0.12273
| 789.6852 | 0.12921 | 789.6852 | 0 | 800.2783 | 0.048694 | 789.6852 | 0.038004 | 789.6852 | 0.048409 | 789.6852 | 0.10384
| 789.9169 | 0.17182 | 789.9169 | 0 | 800.516 | 0.048694 | 789.9169 | 0.049311 | 789.9169 | 0.062186 | 789.9169 | 0.11331
| 790.1486 | 0.13282 | 790.1486 | 0 | 800.7538 | 0.044271 | 790.1486 | 0.037238 | 790.1486 | 0.041562 | 790.1486 | 0.12614
| 790.3802 | 0.13067 | 790.3802 | 0.031543 | 800.9915 | 0.049578 | 790.3802 | 0.047781 | 790.3802 | 0.050376 | 790.3802 | 0.15668
| 790.6119 | 0.1494 | 790.6119 | 0 | 801.2292 | 0.04604 | 790.6119 | 0.037238 | 790.6119 | 0.04705 | 790.6119 | 0.1159
| 790.8436 | 0.14905 | 790.8436 | 0 | 801.4669 | 0.049578 | 790.8436 | 0.047951 | 790.8436 | 0.051019 | 790.8436 | 0.12681
| 791.0753 | 0.13756 | 791.0753 | 0 | 801.7047 | 0.041618 | 791.0753 | 0.037749 | 791.0753 | 0.044218 | 791.0753 | 0.11755
| 791.307 | 0.12332 | 791.307 | 0 | 801.9424 | 0.048694 | 791.307 | 0.048886 | 791.307 | 0.05462 | 791.307 | 0.14682
| 791.5387 | 0.08457 | 791.5387 | 0 | 802.1802 | 0.03631 | 791.5387 | 0.034263 | 791.5387 | 0.034456 | 791.5387 | 0.098828
| 791.7704 | 0.13639 | 791.7704 | 0 | 802.418 | 0.048694 | 791.7704 | 0.045825 | 791.7704 | 0.054119 | 791.7704 | 0.12919
| 792.0021 | 0.093201 | 792.0021 | 0 | 802.6557 | 0.039848 | 792.0021 | 0.034773 | 792.0021 | 0.050294 | 792.0021 | 0.084342
| 792.2339 | 0.14292 | 792.2339 | 0 | 802.8935 | 0.048694 | 792.2339 | 0.047781 | 792.2339 | 0.048115 | 792.2339 | 0.15989
| 792.4656 | 0.098421 | 792.4656 | 0 | 803.1313 | 0.044271 | 792.4656 | 0.034943 | 792.4656 | 0.03247 | 792.4656 | 0.091268
| 792.6973 | 0.15708 | 792.6973 | 0 | 803.3691 | 0.044271 | 792.6973 | 0.047526 | 792.6973 | 0.058306 | 792.6973 | 0.12317
| 792.9291 | 0.12163 | 792.9291 | 0 | 803.6069 | 0.041618 | 792.9291 | 0.036303 | 792.9291 | 0.044806 | 792.9291 | 0.093849
| 793.1609 | 0.13863 | 793.1609 | 0 | 803.8447 | 0.043387 | 793.1609 | 0.04489 | 793.1609 | 0.048831 | 793.1609 | 0.098169
| 793.3926 | 0.091409 | 793.3926 | 0 | 804.0825 | 0.042502 | 793.3926 | 0.034093 | 793.3926 | 0.036378 | 793.3926 | 0.09097
| 793.6244 | 0.15083 | 793.6244 | 0 | 804.3204 | 0.047809 | 793.6244 | 0.045995 | 793.6244 | 0.048189 | 793.6244 | 0.10744
| 793.8562 | 0.12791 | 793.8562 | 0 | 804.5582 | 0.043387 | 793.8562 | 0.035113 | 793.8562 | 0.051161 | 793.8562 | 0.092791
| 794.088 | 0.16254 | 794.088 | 0 | 804.7961 | 0.044271 | 794.088 | 0.04557 | 794.088 | 0.044777 | 794.088 | 0.13471
| 794.3198 | 0.12315 | 794.3198 | 0 | 805.0339 | 0.044271 | 794.3198 | 0.032987 | 794.3198 | 0.024356 | 794.3198 | 0.090401
| 794.5516 | 0.11569 | 794.5516 | 0 | 805.2718 | 0.048694 | 794.5516 | 0.043105 | 794.5516 | 0.05106 | 794.5516 | 0.12822
| 794.7834 | 0.083093 | 794.7834 | 0 | 805.5096 | 0.03631 | 794.7835 | 0.032647 | 794.7834 | 0.03675 | 794.7834 | 0.11517
| 795.0153 | 0.1531 | 795.0153 | 0 | 805.7475 | 0.025696 | 795.0153 | 0.044125 | 795.0153 | 0.051877 | 795.0153 | 0.11967
| 795.2471 | 0.1231 | 795.2471 | 0 | 805.9854 | 0.041618 | 795.2471 | 0.034348 | 795.2471 | 0.039981 | 795.2471 | 0.084979
| 795.4789 | 0.12833 | 795.4789 | 0 | 806.2233 | 0.044271 | 795.4789 | 0.04523 | 795.4789 | 0.061237 | 795.4789 | 0.13963
| 795.7108 | 0.078842 | 795.7108 | 0 | 806.4612 | 0.039848 | 795.7107 | 0.033923 | 795.7108 | 0.030108 | 795.7108 | 0.10141
| 795.9426 | 0.11972 | 795.9426 | 0 | 806.6991 | 0.039848 | 795.9426 | 0.04438 | 795.9426 | 0.061917 | 795.9426 | 0.10659
| 796.1745 | 0.09547 | 796.1745 | 0 | 806.937 | 0.039848 | 796.1745 | 0.034433 | 796.1745 | 0.037992 | 796.1745 | 0.070772
| 796.4064 | 0.15156 | 796.4064 | 0 | 807.1749 | 0.040733 | 796.4064 | 0.04234 | 796.4064 | 0.059665 | 796.4064 | 0.10493
| 796.6382 | 0.10512 | 796.6382 | 0 | 807.4129 | 0.039848 | 796.6382 | 0.032477 | 796.6382 | 0.037237 | 796.6382 | 0.10378
| 796.8701 | 0.13904 | 796.8701 | 0 | 807.6508 | 0.037195 | 796.8701 | 0.04421 | 796.8701 | 0.060839 | 796.8701 | 0.11204
| 797.102 | 0.068776 | 797.102 | 0 | 807.8888 | 0.031003 | 797.102 | 0.031627 | 797.102 | 0.037082 | 797.102 | 0.073565
| 797.3339 | 0.15368 | 797.3339 | 0 | 808.1267 | 0.041618 | 797.3339 | 0.041829 | 797.3339 | 0.049325 | 797.3339 | 0.10669
| 797.5658 | 0.10701 | 797.5658 | 0 | 808.3647 | 0.039848 | 797.5658 | 0.033072 | 797.5658 | 0.037533 | 797.5658 | 0.069373
| 797.7977 | 0.13206 | 797.7977 | 0 | 808.6027 | 0.039848 | 797.7977 | 0.04506 | 797.7977 | 0.040405 | 797.7977 | 0.12694
| 798.0297 | 0.086955 | 798.0297 | 0 | 808.8406 | 0.035426 | 798.0297 | 0.033072 | 798.0297 | 0.039124 | 798.0297 | 0.10699
| 798.2616 | 0.12341 | 798.2616 | 0 | 809.0786 | 0.039848 | 798.2616 | 0.042425 | 798.2616 | 0.053791 | 798.2616 | 0.097455
| 798.4935 | 0.10397 | 798.4935 | 0 | 809.3166 | 0.038079 | 798.4935 | 0.031882 | 798.4935 | 0.033756 | 798.4935 | 0.064188
| 798.7255 | 0.12616 | 798.7255 | 0 | 809.5546 | 0.037195 | 798.7255 | 0.040384 | 798.7255 | 0.048648 | 798.7255 | 0.11694
| 798.9574 | 0.099693 | 798.9574 | 0 | 809.7926 | 0.033657 | 798.9574 | 0.029247 | 798.9574 | 0.04111 | 798.9574 | 0.10718
| 799.1894 | 0.14703 | 799.1894 | 0 | 810.0307 | 0.035426 | 799.1894 | 0.04217 | 799.1894 | 0.047762 | 799.1894 | 0.09326
| 799.4213 | 0.095275 | 799.4213 | 0 | 810.2687 | 0.032772 | 799.4213 | 0.031287 | 799.4213 | 0.048509 | 799.4213 | 0.10601
| 799.6533 | 0.12769 | 799.6533 | 0 | 810.5067 | 0.034541 | 799.6533 | 0.042425 | 799.6533 | 0.037825 | 799.6533 | 0.11981
| 799.8853 | 0.060359 | 799.8853 | 0 | 810.7448 | 0.03631 | 799.8853 | 0.029247 | 799.8853 | 0.027166 | 799.8853 | 0.072348
| 800.1173 | 0.10737 | 800.1173 | 0 | 810.9828 | 0.03631 | 800.1173 | 0.041744 | 800.1173 | 0.048671 | 800.1173 | 0.083556
| 800.3493 | 0.097894 | 800.3493 | 0 | 811.2209 | 0.035426 | 800.3493 | 0.030437 | 800.3493 | 0 | 800.3493 | 0.094004
| 800.5813 | 0.1208 | 800.5813 | 0 | 811.4589 | 0.03631 | 800.5813 | 0.040979 | 800.5813 | 0 | 800.5813 | 0.079212
| 800.8134 | 0.12122 | 800.8134 | 0 | 811.697 | 0.035426 | 800.8134 | 0.029927 | 800.8134 | 0 | 800.8134 | 0.0976
| 801.0453 | 0.13072 | 801.0453 | 0 | 811.9351 | 0.035426 | 801.0453 | 0.040809 | 801.0453 | 0 | 801.0453 | 0.12706
| 801.2774 | 0.10821 | 801.2774 | 0 | 812.1732 | 0.034541 | 801.2774 | 0.032987 | 801.2774 | 0 | 801.2774 | 0.091612
| 801.5094 | 0.15528 | 801.5094 | 0 | 812.4113 | 0.035426 | 801.5094 | 0.040044 | 801.5094 | 0 | 801.5094 | 0.11819
| 801.7415 | 0.08707 | 801.7415 | 0 | 812.6494 | 0.032772 | 801.7415 | 0.030522 | 801.7415 | 0 | 801.7415 | 0.083104
| 801.9735 | 0.103 | 801.9735 | 0 | 812.8875 | 0.035426 | 801.9735 | 0.040469 | 801.9735 | 0 | 801.9735 | 0.084334
| 802.2056 | 0.10759 | 802.2056 | 0 | 813.1256 | 0.034541 | 802.2056 | 0.028481 | 802.2056 | 0 | 802.2056 | 0.1029
| 802.4376 | 0.13458 | 802.4376 | 0 | 813.3638 | 0.031003 | 802.4376 | 0.040469 | 802.4376 | 0 | 802.4376 | 0.12531
| 802.6697 | 0.093176 | 802.6697 | 0 | 813.6019 | 0.035426 | 802.6697 | 0.028992 | 802.6697 | 0 | 802.6697 | 0.065207
| 802.9018 | 0.099694 | 802.9018 | 0 | 813.84 | 0.035426 | 802.9018 | 0.040214 | 802.9018 | 0 | 802.9018 | 0.11455
| 803.1339 | 0.076037 | 803.1339 | 0 | 814.0782 | 0.035426 | 803.1339 | 0.028396 | 803.1339 | 0 | 803.1339 | 0.082405
| 803.366 | 0.11223 | 803.366 | 0 | 814.3164 | 0.031003 | 803.366 | 0.038939 | 803.366 | 0 | 803.366 | 0.11217
| 803.5981 | 0.094803 | 803.5981 | 0 | 814.5545 | 0.034541 | 803.5981 | 0.028821 | 803.5981 | 0 | 803.5981 | 0.082875
| 803.8302 | 0.14226 | 803.8302 | 0 | 814.7927 | 0.03631 | 803.8302 | 0.039874 | 803.8302 | 0 | 803.8302 | 0.10212
| 804.0623 | 0.10948 | 804.0623 | 0 | 815.0309 | 0.031888 | 804.0623 | 0.026696 | 804.0623 | 0 | 804.0623 | 0.062204
| 804.2945 | 0.13866 | 804.2945 | 0 | 815.2691 | 0.030119 | 804.2945 | 0.041744 | 804.2945 | 0 | 804.2945 | 0.11079
| 804.5266 | 0.11429 | 804.5266 | 0 | 815.5073 | 0.031003 | 804.5266 | 0.028821 | 804.5266 | 0 | 804.5266 | 0.069787
| 804.7587 | 0.1098 | 804.7587 | 0 | 815.7455 | 0.032772 | 804.7587 | 0.041744 | 804.7587 | 0 | 804.7587 | 0.11092
| 804.9909 | 0.061328 | 804.9909 | 0 | 815.9837 | 0.031888 | 804.9909 | 0.029757 | 804.9909 | 0 | 804.9909 | 0.080007
| 805.2231 | 0.11861 | 805.2231 | 0 | 816.2219 | 0.03631 | 805.2231 | 0.038259 | 805.2231 | 0 | 805.2231 | 0.10812
| 805.4552 | 0.10426 | 805.4552 | 0 | 816.4601 | 0.031003 | 805.4552 | 0.028056 | 805.4552 | 0 | 805.4552 | 0.075232
| 805.6874 | 0.11499 | 805.6874 | 0 | 816.6984 | 0.031003 | 805.6874 | 0.037919 | 805.6874 | 0 | 805.6874 | 0.099625
| 805.9196 | 0.074729 | 805.9196 | 0 | 816.9366 | 0.031003 | 805.9196 | 0.027036 | 805.9196 | 0 | 805.9196 | 0.083059
| 806.1518 | 0.10769 | 806.1518 | 0 | 817.1749 | 0.032772 | 806.1518 | 0.040129 | 806.1518 | 0 | 806.1518 | 0.082659
| 806.384 | 0.090057 | 806.384 | 0 | 817.4131 | 0.029234 | 806.384 | 0.027036 | 806.384 | 0 | 806.384 | 0.032551
| 806.6161 | 0.124 | 806.6161 | 0 | 817.6514 | 0.027465 | 806.6161 | 0.038769 | 806.6161 | 0 | 806.6161 | 0.13595
| 806.8484 | 0.068183 | 806.8484 | 0 | 817.8897 | 0.027465 | 806.8484 | 0.028226 | 806.8484 | 0 | 806.8484 | 0.078328
| 807.0806 | 0.12322 | 807.0806 | 0 | 818.128 | 0.031888 | 807.0806 | 0.041149 | 807.0806 | 0 | 807.0806 | 0.10534
| 807.3128 | 0.086168 | 807.3128 | 0 | 818.3663 | 0.030119 | 807.3128 | 0.027886 | 807.3128 | 0 | 807.3128 | 0.070638
| 807.545 | 0.12204 | 807.545 | 0 | 818.6046 | 0.031888 | 807.545 | 0.039024 | 807.545 | 0 | 807.545 | 0.073925
| 807.7773 | 0.11243 | 807.7773 | 0 | 818.8429 | 0.032772 | 807.7773 | 0.026271 | 807.7773 | 0 | 807.7773 | 0.079086
| 808.0096 | 0.1157 | 808.0096 | 0 | 819.0812 | 0.034541 | 808.0096 | 0.039449 | 808.0096 | 0 | 808.0096 | 0.093209
| 808.2418 | 0.10522 | 808.2418 | 0 | 819.3195 | 0.025696 | 808.2418 | 0.041744 | 808.2418 | 0 | 808.2418 | 0.094833
| 808.4741 | 0.082006 | 808.4741 | 0 | 819.5578 | 0.033657 | 808.4741 | 0.026271 | 808.4741 | 0 | 808.4741 | 0.074716
| 808.7064 | 0.088917 | 808.7064 | 0 | 819.7962 | 0.027465 | 808.7064 | 0.039024 | 808.7064 | 0 | 808.7064 | 0.12182
| 808.9387 | 0.055081 | 808.9387 | 0 | 820.0345 | 0.033657 | 808.9387 | 0.026611 | 808.9387 | 0 | 808.9387 | 0.083333
| 809.1709 | 0.10838 | 809.1709 | 0 | 820.2729 | 0.02658 | 809.1709 | 0.036473 | 809.1709 | 0 | 809.1709 | 0.069154
| 809.4032 | 0.095981 | 809.4032 | 0 | 820.5112 | 0.031003 | 809.4032 | 0.026356 | 809.4032 | 0 | 809.4032 | 0.074008
| 809.6355 | 0.11599 | 809.6355 | 0 | 820.7496 | 0.024811 | 809.6355 | 0.036218 | 809.6355 | 0 | 809.6355 | 0.11444
| 809.8678 | 0.071569 | 809.8678 | 0 | 820.988 | 0.030119 | 809.8678 | 0.026951 | 809.8678 | 0 | 809.8678 | 0.080982
| 810.1002 | 0.13352 | 810.1002 | 0 | 821.2264 | 0.02658 | 810.1002 | 0.037578 | 810.1002 | 0 | 810.1002 | 0.1094
| 810.3325 | 0.1435 | 810.3325 | 0 | 821.4647 | 0.02658 | 810.3325 | 0.029417 | 810.3325 | 0 | 810.3325 | 0.043736
| 810.5648 | 0.13698 | 810.5648 | 0 | 821.7032 | 0.02658 | 810.5648 | 0.041149 | 810.5648 | 0 | 810.5648 | 0.088914
| 810.7971 | 0.07698 | 810.7971 | 0 | 821.9416 | 0.029234 | 810.7971 | 0.027376 | 810.7971 | 0 | 810.7971 | 0.075088
| 811.0295 | 0.10888 | 811.0295 | 0 | 822.18 | 0.025696 | 811.0295 | 0.039874 | 811.0295 | 0 | 811.0295 | 0.107
| 811.2618 | 0.081136 | 811.2618 | 0 | 822.4184 | 0.030119 | 811.2618 | 0.027206 | 811.2618 | 0 | 811.2618 | 0.035021
| 811.4942 | 0.073519 | 811.4942 | 0 | 822.6568 | 0.024811 | 811.4942 | 0.039449 | 811.4942 | 0 | 811.4942 | 0.091983
| 811.7266 | 0.066436 | 811.7266 | 0 | 822.8953 | 0.028349 | 811.7266 | 0.02202 | 811.7266 | 0 | 811.7266 | 0.083862
| 811.9589 | 0.093161 | 811.9589 | 0 | 823.1337 | 0.02658 | 811.9589 | 0.035368 | 811.9589 | 0 | 811.9589 | 0.10133
| 812.1913 | 0.095434 | 812.1913 | 0 | 823.3722 | 0.02658 | 812.1914 | 0.02406 | 812.1913 | 0 | 812.1913 | 0.062109
| 812.4237 | 0.10861 | 812.4237 | 0 | 823.6106 | 0.024811 | 812.4237 | 0.037493 | 812.4237 | 0 | 812.4237 | 0.099221
| 812.6561 | 0.062122 | 812.6561 | 0 | 823.8491 | 0.031003 | 812.6561 | 0.02304 | 812.6561 | 0 | 812.6561 | 0.049726
| 812.8885 | 0.11305 | 812.8885 | 0 | 824.0876 | 0.017691 | 812.8886 | 0.037749 | 812.8885 | 0 | 812.8885 | 0.062614
| 813.121 | 0.073175 | 813.121 | 0 | 824.326 | 0.031003 | 813.121 | 0.025676 | 813.121 | 0 | 813.121 | 0.05167
| 813.3534 | 0.099334 | 813.3534 | 0 | 824.5645 | 0.023927 | 813.3534 | 0.038004 | 813.3534 | 0 | 813.3534 | 0.040997
| 813.5858 | 0.058234 | 813.5858 | 0 | 824.803 | 0.027465 | 813.5858 | 0.026186 | 813.5858 | 0 | 813.5858 | 0.062874
| 813.8182 | 0.073596 | 813.8182 | 0 | 825.0415 | 0.024811 | 813.8182 | 0.037578 | 813.8182 | 0 | 813.8182 | 0.082388
| 814.0507 | 0.061027 | 814.0507 | 0 | 825.28 | 0.028349 | 814.0507 | 0.025931 | 814.0507 | 0 | 814.0507 | 0.055691
| 814.2831 | 0.10968 | 814.2831 | 0 | 825.5186 | 0.025696 | 814.2831 | 0.038854 | 814.2831 | 0 | 814.2831 | 0.064253
| 814.5156 | 0.10042 | 814.5156 | 0 | 825.7571 | 0.02658 | 814.5156 | 0.023635 | 814.5156 | 0 | 814.5156 | 0.052294
| 814.748 | 0.071495 | 814.748 | 0 | 825.9956 | 0.020389 | 814.7481 | 0.036473 | 814.748 | 0 | 814.748 | 0.072946
| 814.9805 | 0.065969 | 814.9805 | 0 | 826.2342 | 0.02658 | 814.9805 | 0.024145 | 814.9805 | 0 | 814.9805 | 0.08398
| 815.213 | 0.13233 | 815.213 | 0 | 826.4727 | 0.023042 | 815.213 | 0.041659 | 815.213 | 0 | 815.213 | 0.071905
| 815.4455 | 0.041627 | 815.4455 | 0 | 826.7113 | 0.022158 | 815.4455 | 0.024571 | 815.4455 | 0 | 815.4455 | 0.047031
| 815.678 | 0.11202 | 815.678 | 0 | 826.9499 | 0.021273 | 815.678 | 0.035368 | 815.678 | 0 | 815.678 | 0.063971
| 815.9105 | 0.061851 | 815.9105 | 0 | 827.1884 | 0.02658 | 815.9105 | 0.02304 | 815.9105 | 0 | 815.9105 | 0.074785
| 816.143 | 0.10073 | 816.143 | 0 | 827.427 | 0.023042 | 816.143 | 0.035538 | 816.143 | 0 | 816.143 | 0.082903
| 816.3755 | 0.078481 | 816.3755 | 0 | 827.6656 | 0.027465 | 816.3755 | 0.025081 | 816.3755 | 0 | 816.3755 | 0.01611
| 816.608 | 0.092126 | 816.608 | 0 | 827.9042 | 0.021273 | 816.608 | 0.039194 | 816.608 | 0 | 816.608 | 0.070063
| 816.8406 | 0.072253 | 816.8406 | 0 | 828.1428 | 0.02658 | 816.8406 | 0.026356 | 816.8406 | 0 | 816.8406 | 0.052701
| 817.0731 | 0.11829 | 817.0731 | 0 | 828.3814 | 0.024811 | 817.0731 | 0.039704 | 817.0731 | 0 | 817.0731 | 0.11273
| 817.3057 | 0.026778 | 817.3057 | 0 | 828.62 | 0.025696 | 817.3057 | 0.024911 | 817.3057 | 0 | 817.3057 | 0.072678
| 817.5383 | 0.075726 | 817.5383 | 0 | 828.8587 | 0.017691 | 817.5383 | 0.037323 | 817.5383 | 0 | 817.5383 | 0.098622
| 817.7708 | 0.095064 | 817.7708 | 0 | 829.0973 | 0.022158 | 817.7708 | 0.024571 | 817.7708 | 0 | 817.7708 | 0.048934
| 818.0034 | 0.1191 | 818.0034 | 0 | 829.3359 | 0.021273 | 818.0034 | 0.039874 | 818.0034 | 0 | 818.0034 | 0.12251
| 818.236 | 0.04258 | 818.236 | 0 | 829.5746 | 0.02658 | 818.236 | 0.024656 | 818.236 | 0 | 818.236 | 0.06778
| 818.4686 | 0.092343 | 818.4686 | 0 | 829.8132 | 0.022158 | 818.4686 | 0.037408 | 818.4686 | 0 | 818.4686 | 0.066395
| 818.7011 | 0.019526 | 818.7011 | 0 | 830.0519 | 0.023042 | 818.7011 | 0.020575 | 818.7011 | 0 | 818.7011 | 0.10031
| 818.9337 | 0.11559 | 818.9337 | 0 | 830.2906 | 0.020389 | 818.9337 | 0.039959 | 818.9337 | 0 | 818.9337 | 0.073037
| 819.1663 | 0.052507 | 819.1663 | 0 | 830.5293 | 0.023042 | 819.1663 | 0.025931 | 819.1663 | 0 | 819.1663 | 0.053837
| 819.399 | 0.083708 | 819.399 | 0 | 830.768 | 0.021273 | 819.399 | 0.038089 | 819.399 | 0 | 819.399 | 0.075496
| 819.6316 | 0.048397 | 819.6316 | 0 | 831.0066 | 0.023042 | 819.6316 | 0.0227 | 819.6316 | 0 | 819.6316 | 0.059608
| 819.8642 | 0.1257 | 819.8642 | 0 | 831.2453 | 0.023042 | 819.8642 | 0.037153 | 819.8642 | 0 | 819.8642 | 0.077481
| 820.0969 | 0.097106 | 820.0969 | 0 | 831.4841 | 0.022158 | 820.0969 | 0.026186 | 820.0969 | 0 | 820.0969 | 0.052301
| 820.3295 | 0.11589 | 820.3295 | 0 | 831.7228 | 0.022158 | 820.3295 | 0.036813 | 820.3295 | 0 | 820.3295 | 0.099275
| 820.5621 | 0.064493 | 820.5621 | 0 | 831.9615 | 0.023042 | 820.5621 | 0.025081 | 820.5621 | 0 | 820.5621 | 0.078377
| 820.7948 | 0.11096 | 820.7948 | 0 | 832.2002 | 0.022158 | 820.7948 | 0.038089 | 820.7948 | 0 | 820.7948 | 0.10742
| 821.0275 | 0.086313 | 821.0275 | 0 | 832.439 | 0.023927 | 821.0275 | 0.021935 | 821.0275 | 0 | 821.0275 | 0.04718
| 821.2601 | 0.076716 | 821.2601 | 0 | 832.6777 | 0.022158 | 821.2601 | 0.036558 | 821.2601 | 0 | 821.2601 | 0.10361
| 821.4928 | 0.055224 | 821.4928 | 0 | 832.9165 | 0.022158 | 821.4928 | 0.02049 | 821.4928 | 0 | 821.4928 | 0.082025
| 821.7255 | 0.1083 | 821.7255 | 0 | 833.1552 | 0.022158 | 821.7255 | 0.036558 | 821.7255 | 0 | 821.7255 | 0.10356
| 821.9582 | 0.054292 | 821.9582 | 0 | 833.394 | 0.022158 | 821.9582 | 0.02304 | 821.9582 | 0 | 821.9582 | 0.080774
| 822.1909 | 0.06458 | 822.1909 | 0 | 833.6328 | 0.020389 | 822.1909 | 0.035368 | 822.1909 | 0 | 822.1909 | 0.074286
| 822.4236 | 0.074337 | 822.4236 | 0 | 833.8716 | 0.021273 | 822.4236 | 0.02236 | 822.4236 | 0 | 822.4236 | 0.070721
| 822.6564 | 0.14644 | 822.6564 | 0 | 834.1104 | 0.023042 | 822.6564 | 0.037238 | 822.6564 | 0 | 822.6564 | 0.093385
| 822.8891 | 0.068335 | 822.8891 | 0 | 834.3492 | 0.022158 | 822.8891 | 0.023125 | 822.8891 | 0 | 822.8891 | 0.024148
| 823.1218 | 0.098346 | 823.1218 | 0 | 834.588 | 0.021273 | 823.1218 | 0.035028 | 823.1218 | 0 | 823.1218 | 0.10454
| 823.3546 | 0.059349 | 823.3546 | 0 | 834.8268 | 0.022158 | 823.3546 | 0.023805 | 823.3546 | 0 | 823.3546 | 0.077788
| 823.5873 | 0.10404 | 823.5873 | 0 | 835.0656 | 0.021273 | 823.5873 | 0.036813 | 823.5873 | 0 | 823.5873 | 0.1029
| 823.8201 | 0.04786 | 823.8201 | 0 | 835.3044 | 0.017691 | 823.8201 | 0.022105 | 823.8201 | 0 | 823.8201 | 0.033519
| 824.0528 | 0.085622 | 824.0528 | 0 | 835.5433 | 0.017691 | 824.0528 | 0.038514 | 824.0528 | 0 | 824.0528 | 0.10308
| 824.2856 | 0.065774 | 824.2856 | 0 | 835.7821 | 0.01862 | 824.2856 | 0.025166 | 824.2856 | 0 | 824.2856 | 0.036948
| 824.5184 | 0.081529 | 824.5184 | 0 | 836.0209 | 0.01862 | 824.5184 | 0.038259 | 824.5184 | 0 | 824.5184 | 0.085034
| 824.7512 | 0.064447 | 824.7512 | 0 | 836.2598 | 0.017691 | 824.7512 | 0.02032 | 824.7512 | 0 | 824.7512 | 0.028253
| 824.9839 | 0.10017 | 824.9839 | 0 | 836.4987 | 0.017691 | 824.984 | 0.033923 | 824.9839 | 0 | 824.9839 | 0.071776
| 825.2167 | 0.070505 | 825.2167 | 0 | 836.7376 | 0.021273 | 825.2167 | 0.024315 | 825.2167 | 0 | 825.2167 | 0.11003
| 825.4495 | 0.095789 | 825.4495 | 0 | 836.9764 | 0.023042 | 825.4495 | 0.037153 | 825.4495 | 0 | 825.4495 | 0.102
| 825.6824 | 0.11924 | 825.6824 | 0 | 837.2153 | 0.017691 | 825.6824 | 0.022105 | 825.6824 | 0 | 825.6824 | 0.06609
| 825.9152 | 0.1096 | 825.9152 | 0 | 837.4542 | 0.017691 | 825.9152 | 0.035113 | 825.9152 | 0 | 825.9152 | 0.07861
| 826.148 | 0.077765 | 826.148 | 0 | 837.6931 | 0.017691 | 826.148 | 0.02185 | 826.148 | 0 | 826.148 | 0.087514
| 826.3809 | 0.10463 | 826.3809 | 0 | 837.932 | 0.01862 | 826.3809 | 0.034603 | 826.3809 | 0 | 826.3809 | 0.10722
| 826.6137 | 0.015161 | 826.6137 | 0 | 838.1709 | 0.017691 | 826.6137 | 0.019129 | 826.6137 | 0 | 826.6137 | 0.052466
| 826.8466 | 0.070914 | 826.8466 | 0 | 838.4099 | 0.017691 | 826.8466 | 0.037153 | 826.8466 | 0 | 826.8466 | 0.11747
| 827.0794 | 0.06489 | 827.0794 | 0 | 838.6488 | 0.017691 | 827.0794 | 0.018109 | 827.0794 | 0 | 827.0794 | 0.04758
| 827.3123 | 0.096502 | 827.3123 | 0 | 838.8877 | 0.020389 | 827.3123 | 0.037749 | 827.3123 | 0 | 827.3123 | 0.099837
| 827.5452 | 0.046514 | 827.5452 | 0 | 839.1267 | 0.017691 | 827.5452 | 0.020575 | 827.5452 | 0 | 827.5452 | 0.049723
| 827.778 | 0.1041 | 827.778 | 0 | 839.3656 | 0.017691 | 827.778 | 0.033583 | 827.778 | 0 | 827.778 | 0.089382
| 828.0109 | 0.039126 | 828.0109 | 0 | 839.6046 | 0.017691 | 828.0109 | 0.022615 | 828.0109 | 0 | 828.0109 | 0.040604
| 828.2438 | 0.10237 | 828.2438 | 0 | 839.8436 | 0.017691 | 828.2438 | 0.038514 | 828.2438 | 0 | 828.2438 | 0.12057
| 828.4767 | 0.039489 | 828.4767 | 0 | 840.0825 | 0.015922 | 828.4767 | 0.02253 | 828.4767 | 0 | 828.4767 | 0.055073
| 828.7096 | 0.049099 | 828.7096 | 0 | 840.3215 | 0.017691 | 828.7096 | 0.037153 | 828.7096 | 0 | 828.7096 | 0.094517
| 828.9425 | 0.034385 | 828.9425 | 0 | 840.5605 | 0.017691 | 828.9425 | 0.018959 | 828.9425 | 0 | 828.9425 | 0.064369
| 829.1755 | 0.10961 | 829.1755 | 0 | 840.7995 | 0.017691 | 829.1755 | 0.034518 | 829.1755 | 0 | 829.1755 | 0.032595
| 829.4084 | 0.080207 | 829.4084 | 0 | 841.0385 | 0.017691 | 829.4084 | 0.018534 | 829.4084 | 0 | 829.4084 | 0.069686
| 829.6413 | 0.10952 | 829.6413 | 0 | 841.2775 | 0.022158 | 829.6413 | 0.034858 | 829.6413 | 0 | 829.6413 | 0.1027
| 829.8743 | 0.040134 | 829.8743 | 0 | 841.5166 | 0.017691 | 829.8743 | 0.020915 | 829.8743 | 0 | 829.8743 | 0.049665
| 830.1072 | 0.061465 | 830.1072 | 0 | 841.7556 | 0.022158 | 830.1072 | 0.036558 | 830.1072 | 0 | 830.1072 | 0.095665
| 830.3402 | 0.07279 | 830.3402 | 0 | 841.9946 | 0.019504 | 830.3402 | 0.021935 | 830.3402 | 0 | 830.3402 | 0.039094
| 830.5732 | 0.081346 | 830.5732 | 0 | 842.2337 | 0.022158 | 830.5732 | 0.036728 | 830.5732 | 0 | 830.5732 | 0.071752
| 830.8062 | 0.042431 | 830.8062 | 0 | 842.4727 | 0.015037 | 830.8062 | 0.02202 | 830.8062 | 0 | 830.8062 | 0.04809
| 831.0391 | 0.068073 | 831.0391 | 0 | 842.7118 | 0.017691 | 831.0391 | 0.036048 | 831.0391 | 0 | 831.0391 | 0.081148
| 831.2721 | 0.044785 | 831.2721 | 0 | 842.9508 | 0.015037 | 831.2721 | 0.02032 | 831.2721 | 0 | 831.2721 | 0.067001
| 831.5051 | 0.065269 | 831.5051 | 0 | 843.1899 | 0.01862 | 831.5051 | 0.038174 | 831.5051 | 0 | 831.5051 | 0.057814
| 831.7381 | 0.025365 | 831.7381 | 0 | 843.429 | 0.014153 | 831.7381 | 0.019554 | 831.7381 | 0 | 831.7381 | 0.086205
| 831.9711 | 0.10816 | 831.9711 | 0 | 843.6681 | 0.017691 | 831.9711 | 0.036133 | 831.9711 | 0 | 831.9711 | 0.05498
| 832.2042 | 0.12054 | 832.2042 | 0 | 843.9072 | 0.017691 | 832.2042 | 0.022275 | 832.2042 | 0 | 832.2042 | 0.019123
| 832.4371 | 0.083749 | 832.4371 | 0 | 844.1463 | 0.019504 | 832.4371 | 0.037493 | 832.4371 | 0 | 832.4371 | 0.05555
| 832.6702 | 0.026558 | 832.6702 | 0 | 844.3854 | 0.012384 | 832.6702 | 0.018874 | 832.6702 | 0 | 832.6702 | 0.027416
| 832.9033 | 0.11658 | 832.9033 | 0 | 844.6245 | 0.017691 | 832.9033 | 0.033668 | 832.9033 | 0 | 832.9033 | 0.097816
| 833.1363 | -0.0023032 | 833.1363 | 0 | 844.8636 | 0.016806 | 833.1363 | 0.018109 | 833.1363 | 0 | 833.1363 | 0.023544
| 833.3693 | 0.11395 | 833.3693 | 0 | 845.1027 | 0.013268 | 833.3693 | 0.036813 | 833.3693 | 0 | 833.3693 | 0.086509
| 833.6024 | 0.018029 | 833.6024 | 0 | 845.3419 | 0.014153 | 833.6024 | 0.019639 | 833.6024 | 0 | 833.6024 | 0.05706
| 833.8354 | 0.12165 | 833.8354 | 0 | 845.581 | 0.01862 | 833.8355 | 0.035113 | 833.8354 | 0 | 833.8354 | 0.083318
| 834.0685 | 0.086304 | 834.0685 | 0 | 845.8202 | 0.015922 | 834.0685 | 0.02015 | 834.0685 | 0 | 834.0685 | 0.034866
| 834.3016 | 0.052277 | 834.3016 | 0 | 846.0593 | 0.01862 | 834.3016 | 0.036133 | 834.3016 | 0 | 834.3016 | 0.077282
| 834.5347 | 0.079711 | 834.5347 | 0 | 846.2985 | 0.014153 | 834.5347 | 0.020915 | 834.5347 | 0 | 834.5347 | 0.083814
| 834.7678 | 0.081451 | 834.7678 | 0 | 846.5377 | 0.017691 | 834.7678 | 0.034093 | 834.7678 | 0 | 834.7678 | 0.10465
| 835.0009 | 0.092848 | 835.0009 | 0 | 846.7768 | 0.013268 | 835.0009 | 0.018619 | 835.0009 | 0 | 835.0009 | 0.087807
| 835.234 | 0.094577 | 835.234 | 0 | 847.016 | 0.014153 | 835.234 | 0.033498 | 835.234 | 0 | 835.234 | 0.093472
| 835.4672 | 0.083674 | 835.4672 | 0 | 847.2552 | 0.013268 | 835.4672 | 0.0227 | 835.4672 | 0 | 835.4672 | 0.062642
| 835.7003 | 0.10505 | 835.7003 | 0 | 847.4944 | 0.015922 | 835.7003 | 0.038344 | 835.7003 | 0 | 835.7003 | 0.12768
| 835.9334 | 0.078297 | 835.9334 | 0 | 847.7337 | 0.0079608 | 835.9334 | 0.019384 | 835.9334 | 0 | 835.9334 | 0.034987
| 836.1666 | 0.050903 | 836.1666 | 0 | 847.9729 | 0.017691 | 836.1666 | 0.033583 | 836.1666 | 0 | 836.1666 | 0.066299
| 836.3997 | 0.038511 | 836.3997 | 0 | 848.2121 | 0.013268 | 836.3997 | 0.017429 | 836.3997 | 0 | 836.3997 | 0.056635
| 836.6329 | 0.081667 | 836.6329 | 0 | 848.4513 | 0.014153 | 836.6329 | 0.032987 | 836.6329 | 0 | 836.6329 | 0.079244
| 836.866 | 0.077111 | 836.866 | 0 | 848.6906 | 0.013268 | 836.866 | 0.020575 | 836.866 | 0 | 836.866 | 0.054273
| 837.0992 | 0.11808 | 837.0992 | 0 | 848.9298 | 0.016806 | 837.0992 | 0.036473 | 837.0992 | 0 | 837.0992 | 0.095526
| 837.3324 | 0.033518 | 837.3324 | 0 | 849.1691 | 0.013268 | 837.3324 | 0.017939 | 837.3324 | 0 | 837.3324 | 0.054342
| 837.5656 | 0.1141 | 837.5656 | 0 | 849.4083 | 0.021273 | 837.5656 | 0.031032 | 837.5656 | 0 | 837.5656 | 0.089713
| 837.7988 | 0.080008 | 837.7988 | 0 | 849.6476 | 0.013268 | 837.7988 | 0.02151 | 837.7988 | 0 | 837.7988 | 0.04904
| 838.032 | 0.11866 | 838.032 | 0 | 849.8869 | 0.017691 | 838.032 | 0.034263 | 838.032 | 0 | 838.032 | 0.080409
| 838.2651 | 0.025097 | 838.2651 | 0 | 850.1261 | 0.0097299 | 838.2651 | 0.017684 | 838.2651 | 0 | 838.2651 | 0.053939
| 838.4984 | 0.097639 | 838.4984 | 0 | 850.3654 | 0.014153 | 838.4983 | 0.033498 | 838.4984 | 0 | 838.4984 | 0.081062
| 838.7316 | 0.0056597 | 838.7316 | 0 | 850.6047 | 0.0088454 | 838.7316 | 0.020575 | 838.7316 | 0 | 838.7316 | 0.033022
| 838.9648 | 0.080072 | 838.9648 | 0 | 850.844 | 0.016806 | 838.9648 | 0.034433 | 838.9648 | 0 | 838.9648 | 0.10406
| 839.1981 | 0.11148 | 839.1981 | 0 | 851.0833 | 0.015922 | 839.1981 | 0.015984 | 839.1981 | 0 | 839.1981 | 0.068336
| 839.4313 | 0.10899 | 839.4313 | 0 | 851.3226 | 0.015922 | 839.4313 | 0.035793 | 839.4313 | 0 | 839.4313 | 0.097148
| 839.6646 | 0.074076 | 839.6646 | 0 | 851.562 | 0.014153 | 839.6645 | 0.016919 | 839.6646 | 0 | 839.6646 | 0.079854
| 839.8978 | 0.072414 | 839.8978 | 0 | 851.8013 | 0.013268 | 839.8978 | 0.035708 | 839.8978 | 0 | 839.8978 | 0.10758
| 840.1311 | 0.056893 | 840.1311 | 0 | 852.0407 | 0.013268 | 840.1311 | 0.019214 | 840.1311 | 0 | 840.1311 | 0.07583
| 840.3644 | 0.090336 | 840.3644 | 0 | 852.28 | 0.013268 | 840.3644 | 0.035538 | 840.3644 | 0 | 840.3644 | 0.061396
| 840.5977 | 0.048559 | 840.5977 | 0 | 852.5194 | 0.0088454 | 840.5977 | 0.016579 | 840.5977 | 0 | 840.5977 | 0.028058
| 840.8309 | 0.081288 | 840.8309 | 0 | 852.7587 | 0.014153 | 840.8309 | 0.034518 | 840.8309 | 0 | 840.8309 | 0.061904
| 841.0642 | 0.10147 | 841.0642 | 0 | 852.9981 | 0.013268 | 841.0642 | 0.017854 | 841.0642 | 0 | 841.0642 | 0.058844
| 841.2975 | 0.10455 | 841.2975 | 0 | 853.2374 | 0.015037 | 841.2975 | 0.033753 | 841.2975 | 0 | 841.2975 | 0.073094
| 841.5308 | 0.0099894 | 841.5308 | 0 | 853.4768 | 0.013268 | 841.5308 | 0.019384 | 841.5308 | 0 | 841.5308 | 0.0037197
| 841.7641 | 0.10526 | 841.7641 | 0 | 853.7162 | 0.012384 | 841.7641 | 0.032137 | 841.7641 | 0 | 841.7641 | 0.09236
| 841.9974 | 0.072317 | 841.9974 | 0 | 853.9556 | 0.0097299 | 841.9974 | 0.020405 | 841.9974 | 0 | 841.9974 | 0.05781
| 842.2308 | 0.068834 | 842.2308 | 0 | 854.195 | 0.016806 | 842.2308 | 0.035283 | 842.2308 | 0 | 842.2308 | 0.090474
| 842.4641 | 0.043948 | 842.4641 | 0 | 854.4344 | 0.0088454 | 842.4641 | 0.016494 | 842.4641 | 0 | 842.4641 | 0.023728
| 842.6974 | 0.047043 | 842.6974 | 0 | 854.6738 | 0.014153 | 842.6975 | 0.035623 | 842.6974 | 0 | 842.6974 | 0.1156
| 842.9308 | 0.038328 | 842.9308 | 0 | 854.9133 | 0.016806 | 842.9308 | 0.017429 | 842.9308 | 0 | 842.9308 | 0.064527
| 843.1642 | 0.073378 | 843.1642 | 0 | 855.1527 | 0.014153 | 843.1642 | 0.031202 | 843.1642 | 0 | 843.1642 | 0.072267
| 843.3975 | 0.06744 | 843.3975 | 0 | 855.3921 | 0.0097299 | 843.3975 | 0.016834 | 843.3975 | 0 | 843.3975 | 0.053075
| 843.6309 | 0.074004 | 843.6309 | 0 | 855.6316 | 0.015037 | 843.6309 | 0.035368 | 843.6309 | 0 | 843.6309 | 0.083754
| 843.8643 | 0.021665 | 843.8643 | 0 | 855.871 | 0.014153 | 843.8643 | 0.016919 | 843.8643 | 0 | 843.8643 | 0.039978
| 844.0977 | 0.078274 | 844.0977 | 0 | 856.1105 | 0.015037 | 844.0977 | 0.034603 | 844.0977 | 0 | 844.0977 | 0.11954
| 844.3311 | 0.036316 | 844.3311 | 0 | 856.35 | 0.010614 | 844.3311 | 0.018959 | 844.3311 | 0 | 844.3311 | 0.06608
| 844.5645 | 0.084937 | 844.5645 | 0 | 856.5894 | 0.0088454 | 844.5644 | 0.031542 | 844.5645 | 0 | 844.5645 | 0.053699
| 844.7979 | 0.02743 | 844.7979 | 0 | 856.8289 | 0.0088454 | 844.7979 | 0.020065 | 844.7979 | 0 | 844.7979 | 0.014126
| 845.0313 | 0.099291 | 845.0313 | 0 | 857.0684 | 0.011499 | 845.0313 | 0.035113 | 845.0313 | 0 | 845.0313 | 0.087347
| 845.2647 | 0.097014 | 845.2647 | 0 | 857.3079 | 0.0070763 | 845.2647 | 0.017684 | 845.2647 | 0 | 845.2647 | 0.035211
| 845.4981 | 0.13081 | 845.4981 | 0 | 857.5474 | 0.013268 | 845.4981 | 0.033498 | 845.4981 | 0 | 845.4981 | 0.083137
| 845.7316 | 0.04853 | 845.7316 | 0 | 857.7869 | 0.013268 | 845.7316 | 0.018619 | 845.7316 | 0 | 845.7316 | 0.043097
| 845.965 | 0.080154 | 845.965 | 0 | 858.0264 | 0.013268 | 845.965 | 0.035198 | 845.965 | 0 | 845.965 | 0.12782
| 846.1985 | 0.029448 | 846.1985 | 0 | 858.2659 | 0.013268 | 846.1985 | 0.016579 | 846.1985 | 0 | 846.1985 | 0.083181
| 846.4319 | 0.11477 | 846.4319 | 0 | 858.5055 | 0.013268 | 846.432 | 0.035028 | 846.4319 | 0 | 846.4319 | 0.13116
| 846.6654 | 0.032589 | 846.6654 | 0 | 858.745 | 0.010614 | 846.6654 | 0.018279 | 846.6654 | 0 | 846.6654 | 0.0063534
| 846.8989 | 0.063325 | 846.8989 | 0 | 858.9846 | 0.011499 | 846.8989 | 0.038344 | 846.8989 | 0 | 846.8989 | 0.085291
| 847.1323 | 0.0088342 | 847.1323 | 0 | 859.2241 | 0.0097299 | 847.1323 | 0.016154 | 847.1323 | 0 | 847.1323 | 0.077807
| 847.3658 | 0.083199 | 847.3658 | 0 | 859.4637 | 0.013268 | 847.3658 | 0.031712 | 847.3658 | 0 | 847.3658 | 0.065174
| 847.5993 | 0.082896 | 847.5993 | 0 | 859.7032 | 0.011499 | 847.5993 | 0.016579 | 847.5993 | 0 | 847.5993 | 0.048796
| 847.8328 | 0.13307 | 847.8328 | 0 | 859.9428 | 0.011499 | 847.8328 | 0.039194 | 847.8328 | 0 | 847.8328 | 0.037152
| 848.0663 | 0.05056 | 848.0663 | 0 | 860.1824 | 0.010614 | 848.0664 | 0.016919 | 848.0663 | 0 | 848.0663 | -0.0013211
| 848.2999 | 0.11123 | 848.2999 | 0 | 860.422 | 0.013268 | 848.2999 | 0.032902 | 848.2999 | 0 | 848.2999 | 0.083846
| 848.5334 | 0.0099592 | 848.5334 | 0 | 860.6616 | 0.012384 | 848.5334 | 0.018364 | 848.5334 | 0 | 848.5334 | 0.060562
| 848.7669 | 0.088829 | 848.7669 | 0 | 860.9012 | 0.0097299 | 848.7669 | 0.035028 | 848.7669 | 0 | 848.7669 | 0.14621
| 849.0004 | 0.022752 | 849.0004 | 0 | 861.1408 | 0.0088454 | 849.0004 | 0.017259 | 849.0004 | 0 | 849.0004 | 0.077389
| 849.2339 | 0.058882 | 849.2339 | 0 | 861.3804 | 0.013268 | 849.234 | 0.035963 | 849.2339 | 0 | 849.2339 | 0.093541
| 849.4675 | 0.031987 | 849.4675 | 0 | 861.62 | 0.014153 | 849.4675 | 0.018024 | 849.4675 | 0 | 849.4675 | 0.037944
| 849.701 | 0.08923 | 849.701 | 0 | 861.8596 | 0.013268 | 849.7011 | 0.032137 | 849.701 | 0 | 849.701 | 0.096362
| 849.9346 | 0.069149 | 849.9346 | 0 | 862.0993 | 0.013268 | 849.9346 | 0.016494 | 849.9346 | 0 | 849.9346 | 0.065837
| 850.1682 | 0.071084 | 850.1682 | 0 | 862.3389 | 0.013268 | 850.1682 | 0.032817 | 850.1682 | 0 | 850.1682 | 0.093255
| 850.4018 | -0.00066646 | 850.4018 | 0 | 862.5786 | 0.015922 | 850.4018 | 0.016239 | 850.4018 | 0 | 850.4018 | 0.03689
| 850.6354 | 0.072833 | 850.6354 | 0 | 862.8182 | 0.013268 | 850.6354 | 0.028736 | 850.6354 | 0 | 850.6354 | 0.064059
| 850.869 | 0.0096542 | 850.869 | 0 | 863.0579 | 0.013268 | 850.869 | 0.017344 | 850.869 | 0 | 850.869 | 0.083186
| 851.1025 | 0.14155 | 851.1025 | 0 | 863.2976 | 0.011499 | 851.1025 | 0.036983 | 851.1025 | 0 | 851.1025 | 0.068602
| 851.3362 | 0.048492 | 851.3362 | 0 | 863.5372 | 0.0088454 | 851.3362 | 0.018959 | 851.3362 | 0 | 851.3362 | 0.086128
| 851.5698 | 0.07759 | 851.5698 | 0 | 863.7769 | 0.013268 | 851.5698 | 0.031882 | 851.5698 | 0 | 851.5698 | 0.10541
| 851.8034 | 0.046291 | 851.8034 | 0 | 864.0166 | 0.013268 | 851.8034 | 0.019639 | 851.8034 | 0 | 851.8034 | 0.11021
| 852.037 | 0.061442 | 852.037 | 0 | 864.2563 | 0.011499 | 852.0371 | 0.033923 | 852.037 | 0 | 852.037 | 0.13868
| 852.2707 | 0.06252 | 852.2707 | 0 | 864.496 | 0.012384 | 852.2707 | 0.019554 | 852.2707 | 0 | 852.2707 | 0.04794
| 852.5043 | 0.089989 | 852.5043 | 0 | 864.7357 | 0.0088454 | 852.5043 | 0.033838 | 852.5043 | 0 | 852.5043 | 0.10621
| 852.738 | 0.020282 | 852.738 | 0 | 864.9754 | 0.011499 | 852.738 | 0.015473 | 852.738 | 0 | 852.738 | -0.0029022
| 852.9716 | 0.095779 | 852.9716 | 0 | 865.2152 | 0.010614 | 852.9716 | 0.037749 | 852.9716 | 0 | 852.9716 | 0.17169
| 853.2053 | 0.031566 | 853.2053 | 0 | 865.4549 | 0.013268 | 853.2053 | 0.014368 | 853.2053 | 0 | 853.2053 | 0.063401
| 853.439 | 0.059755 | 853.439 | 0 | 865.6946 | 0.013268 | 853.439 | 0.035538 | 853.439 | 0 | 853.439 | 0.098286
| 853.6726 | 0.061937 | 853.6726 | 0 | 865.9344 | 0.011499 | 853.6726 | 0.014623 | 853.6726 | 0 | 853.6726 | 0.090792
| 853.9063 | 0.068386 | 853.9063 | 0 | 866.1741 | 0.0097299 | 853.9063 | 0.036303 | 853.9063 | 0 | 853.9063 | 0.071536
| 854.14 | 0.061351 | 854.14 | 0 | 866.4139 | 0.015922 | 854.14 | 0.018789 | 854.14 | 0 | 854.14 | 0.084043
| 854.3737 | 0.098352 | 854.3737 | 0 | 866.6537 | 0.011499 | 854.3737 | 0.038684 | 854.3737 | 0 | 854.3737 | 0.088987
| 854.6074 | 0.0114 | 854.6074 | 0 | 866.8934 | 0.013268 | 854.6074 | 0.018704 | 854.6074 | 0 | 854.6074 | 0.024134
| 854.8411 | 0.092923 | 854.8411 | 0 | 867.1332 | 0.0088454 | 854.8411 | 0.037068 | 854.8411 | 0 | 854.8411 | 0.10898
| 855.0748 | 0.042151 | 855.0748 | 0 | 867.373 | 0.013268 | 855.0748 | 0.015133 | 855.0748 | 0 | 855.0748 | 0.04143
| 855.3085 | 0.058942 | 855.3085 | 0 | 867.6128 | 0.015037 | 855.3085 | 0.037238 | 855.3085 | 0 | 855.3085 | 0.1053
| 855.5423 | 0.0063097 | 855.5423 | 0 | 867.8526 | 0.013268 | 855.5423 | 0.016324 | 855.5423 | 0 | 855.5423 | 0.045016
| 855.776 | 0.11821 | 855.776 | 0 | 868.0924 | 0.012384 | 855.776 | 0.033923 | 855.776 | 0 | 855.776 | 0.090224
| 856.0098 | 0.0047457 | 856.0098 | 0 | 868.3322 | 0.014153 | 856.0098 | 0.020745 | 856.0098 | 0 | 856.0098 | 0.032696
| 856.2435 | 0.13219 | 856.2435 | 0 | 868.572 | 0.0088454 | 856.2435 | 0.036983 | 856.2435 | 0 | 856.2435 | 0.11268
| 856.4773 | 0.038463 | 856.4773 | 0 | 868.8119 | 0.012384 | 856.4773 | 0.016324 | 856.4773 | 0 | 856.4773 | 0.028322
| 856.7111 | 0.099195 | 856.7111 | 0 | 869.0517 | 0.011499 | 856.7111 | 0.036473 | 856.7111 | 0 | 856.7111 | 0.064676
| 856.9448 | 0.038745 | 856.9448 | 0 | 869.2916 | 0.015922 | 856.9448 | 0.018449 | 856.9448 | 0 | 856.9448 | 0.030669
| 857.1786 | 0.074197 | 857.1786 | 0 | 869.5314 | 0.013268 | 857.1786 | 0.036898 | 857.1786 | 0 | 857.1786 | 0.08557
| 857.4124 | 0.057254 | 857.4124 | 0 | 869.7713 | 0.015922 | 857.4124 | 0.017429 | 857.4124 | 0 | 857.4124 | 0.046497
| 857.6462 | 0.064157 | 857.6462 | 0 | 870.0111 | 0.012384 | 857.6462 | 0.036813 | 857.6462 | 0 | 857.6462 | 0.075624
| 857.88 | 0.047813 | 857.88 | 0 | 870.251 | 0.013268 | 857.88 | 0.015303 | 857.88 | 0 | 857.88 | 0.070459
| 858.1138 | 0.067541 | 858.1138 | 0 | 870.4909 | 0.0088454 | 858.1138 | 0.037834 | 858.1138 | 0 | 858.1138 | 0.065974
| 858.3477 | 0.020406 | 858.3477 | 0 | 870.7307 | 0.0088454 | 858.3477 | 0.016154 | 858.3477 | 0 | 858.3477 | 0.020344
| 858.5814 | 0.11931 | 858.5814 | 0 | 870.9706 | 0.013268 | 858.5814 | 0.035708 | 858.5814 | 0 | 858.5814 | 0.077252
| 858.8153 | 0.060428 | 858.8153 | 0 | 871.2105 | 0.013268 | 858.8153 | 0.016919 | 858.8153 | 0 | 858.8153 | 0.084563
| 859.0491 | 0.10749 | 859.0491 | 0 | 871.4504 | 0.0079608 | 859.0491 | 0.035793 | 859.0491 | 0 | 859.0491 | 0.11132
| 859.283 | -0.033651 | 859.283 | 0 | 871.6903 | 0.013268 | 859.283 | 0.018619 | 859.283 | 0 | 859.283 | -0.017276
| 859.5168 | 0.12008 | 859.5168 | 0 | 871.9303 | 0.0097299 | 859.5168 | 0.038854 | 859.5168 | 0 | 859.5168 | 0.10368
| 859.7507 | 0.029374 | 859.7507 | 0 | 872.1702 | 0.010614 | 859.7507 | 0.019724 | 859.7507 | 0 | 859.7507 | 0.036816
| 859.9846 | 0.07349 | 859.9846 | 0 | 872.4101 | 0.0088454 | 859.9846 | 0.038854 | 859.9846 | 0 | 859.9846 | 0.115
| 860.2184 | 0.029155 | 860.2184 | 0 | 872.6501 | 0.013268 | 860.2184 | 0.016579 | 860.2184 | 0 | 860.2184 | 0.071568
| 860.4523 | 0.13909 | 860.4523 | 0 | 872.89 | 0.012384 | 860.4523 | 0.038259 | 860.4523 | 0 | 860.4523 | 0.092402
| 860.6862 | 0.052733 | 860.6862 | 0 | 873.13 | 0.016806 | 860.6862 | 0.017514 | 860.6862 | 0 | 860.6862 | 0.043065
| 860.92 | 0.13787 | 860.92 | 0 | 873.3699 | 0.0097299 | 860.92 | 0.035878 | 860.92 | 0 | 860.92 | 0.061239
| 861.154 | 0.036183 | 861.154 | 0 | 873.6099 | 0.015922 | 861.154 | 0.014963 | 861.154 | 0 | 861.154 | 0.0069103
| 861.3879 | 0.078306 | 861.3879 | 0 | 873.8499 | 0.016806 | 861.3879 | 0.037238 | 861.3879 | 0 | 861.3879 | 0.073981
| 861.6218 | 0.080087 | 861.6218 | 0 | 874.0898 | 0.020389 | 861.6218 | 0.018789 | 861.6218 | 0 | 861.6218 | 0.10975
| 861.8557 | 0.10491 | 861.8557 | 0 | 874.3298 | 0.0053072 | 861.8557 | 0.040044 | 861.8557 | 0 | 861.8557 | 0.13044
| 862.0897 | 0.034293 | 862.0897 | 0 | 874.5698 | 0.015037 | 862.0897 | 0.016749 | 862.0897 | 0 | 862.0897 | 0.022872
| 862.3236 | 0.12004 | 862.3236 | 0 | 874.8098 | 0.0061918 | 862.3236 | 0.038259 | 862.3236 | 0 | 862.3236 | 0.080466
| 862.5575 | 0.06684 | 862.5575 | 0 | 875.0498 | 0.016806 | 862.5575 | 0.018194 | 862.5575 | 0 | 862.5575 | 0.066553
| 862.7914 | 0.12043 | 862.7914 | 0 | 875.2898 | 0.0079608 | 862.7914 | 0.038684 | 862.7914 | 0 | 862.7914 | 0.08967
| 863.0255 | 0.0035737 | 863.0255 | 0 | 875.5299 | 0.0053072 | 863.0254 | 0.014113 | 863.0255 | 0 | 863.0255 | 0.052825
| 863.2594 | 0.083764 | 863.2594 | 0 | 875.7699 | 0.016806 | 863.2594 | 0.039364 | 863.2594 | 0 | 863.2594 | 0.096859
| 863.4933 | -0.031158 | 863.4933 | 0 | 876.0099 | 0.0079608 | 863.4933 | 0.019214 | 863.4933 | 0 | 863.4933 | 0.042158
| 863.7274 | 0.11677 | 863.7274 | 0 | 876.25 | 0.015922 | 863.7274 | 0.034433 | 863.7274 | 0 | 863.7274 | 0.098755
| 863.9613 | 0.084426 | 863.9613 | 0 | 876.49 | 0.013268 | 863.9613 | 0.018619 | 863.9613 | 0 | 863.9613 | 0.041513
| 864.1953 | 0.047442 | 864.1953 | 0 | 876.7301 | 0.011499 | 864.1953 | 0.038684 | 864.1953 | 0 | 864.1953 | 0.10261
| 864.4293 | 0.013182 | 864.4293 | 0 | 876.9701 | 0.0070763 | 864.4293 | 0.019214 | 864.4293 | 0 | 864.4293 | 0.041749
| 864.6633 | 0.11536 | 864.6633 | 0 | 877.2102 | 0.015037 | 864.6633 | 0.039534 | 864.6633 | 0 | 864.6633 | 0.070171
| 864.8973 | 0.030652 | 864.8973 | 0 | 877.4502 | 0.0088454 | 864.8973 | 0.017259 | 864.8973 | 0 | 864.8973 | 0.084256
| 865.1313 | 0.085844 | 865.1313 | 0 | 877.6903 | 0.015922 | 865.1313 | 0.033498 | 865.1313 | 0 | 865.1313 | 0.1178
| 865.3654 | 0.080326 | 865.3654 | 0 | 877.9304 | 0.015922 | 865.3654 | 0.017769 | 865.3654 | 0 | 865.3654 | 0.016242
| 865.5994 | 0.082978 | 865.5994 | 0 | 878.1705 | 0.013268 | 865.5994 | 0.035963 | 865.5994 | 0 | 865.5994 | 0.094212
| 865.8334 | 0.048361 | 865.8334 | 0 | 878.4106 | 0.011499 | 865.8334 | 0.017259 | 865.8334 | 0 | 865.8334 | 0.052313
| 866.0675 | 0.12979 | 866.0675 | 0 | 878.6507 | 0.015037 | 866.0675 | 0.038939 | 866.0675 | 0 | 866.0675 | 0.067785
| 866.3015 | 0.0856 | 866.3015 | 0 | 878.8908 | 0.011499 | 866.3015 | 0.017769 | 866.3015 | 0 | 866.3015 | 0.046601
| 866.5356 | 0.094001 | 866.5356 | 0 | 879.131 | 0.012384 | 866.5356 | 0.036898 | 866.5356 | 0 | 866.5356 | 0.10627
| 866.7697 | 0.054681 | 866.7697 | 0 | 879.3711 | 0.0061918 | 866.7696 | 0.02032 | 866.7697 | 0 | 866.7697 | 0.056641
| 867.0037 | 0.093554 | 867.0037 | 0 | 879.6112 | 0.010614 | 867.0037 | 0.036813 | 867.0037 | 0 | 867.0037 | 0.12216
| 867.2379 | 0.08323 | 867.2379 | 0 | 879.8514 | 0.0097299 | 867.2378 | 0.018449 | 867.2379 | 0 | 867.2379 | 0.07244
| 867.4719 | 0.018677 | 867.4719 | 0 | 880.0915 | 0.011499 | 867.4719 | 0.037749 | 867.4719 | 0 | 867.4719 | 0.11556
| 867.706 | 0.044288 | 867.706 | 0 | 880.3317 | 0.0088454 | 867.706 | 0.012838 | 867.706 | 0 | 867.706 | 0.036387
| 867.9401 | 0.062188 | 867.9401 | 0 | 880.5718 | 0.010614 | 867.9401 | 0.015048 | 867.9401 | 0 | 867.9401 | 0.064431
| 868.1742 | 0.026048 | 868.1742 | 0 | 880.812 | 0.0079608 | 868.1742 | 0.037663 | 868.1742 | 0 | 868.1742 | 0.099128
| 868.4083 | 0.0049298 | 868.4083 | 0 | 881.0522 | 0.0097299 | 868.4083 | 0.016239 | 868.4083 | 0 | 868.4083 | 0.013732
| 868.6425 | 0.1454 | 868.6425 | 0 | 881.2923 | 0.014153 | 868.6425 | 0.037663 | 868.6425 | 0 | 868.6425 | 0.12651
| 868.8766 | -0.020401 | 868.8766 | 0 | 881.5325 | 0.011499 | 868.8766 | 0.019299 | 868.8766 | 0 | 868.8766 | 0.069931
| 869.1107 | 0.13649 | 869.1107 | 0 | 881.7727 | 0.0044227 | 869.1107 | 0.042765 | 869.1107 | 0 | 869.1107 | 0.12781
| 869.3448 | 0.0097836 | 869.3448 | 0 | 882.0129 | 0.014153 | 869.3448 | 0.02049 | 869.3448 | 0 | 869.3448 | 0.064834
| 869.579 | 0.12563 | 869.579 | 0 | 882.2531 | 0.010614 | 869.579 | 0.035538 | 869.579 | 0 | 869.579 | 0.086955
| 869.8132 | -0.0025343 | 869.8132 | 0 | 882.4933 | 0.013268 | 869.8132 | 0.016324 | 869.8132 | 0 | 869.8132 | 0.051506
| 870.0473 | 0.084382 | 870.0473 | 0 | 882.7336 | 0.0088454 | 870.0473 | 0.041149 | 870.0473 | 0 | 870.0473 | 0.087717
| 870.2815 | 0.054043 | 870.2815 | 0 | 882.9738 | 0.013268 | 870.2815 | 0.015388 | 870.2815 | 0 | 870.2815 | 0.1002
| 870.5157 | 0.080213 | 870.5157 | 0 | 883.214 | 0.0079608 | 870.5157 | 0.038344 | 870.5157 | 0 | 870.5157 | 0.16226
| 870.7499 | 0.036981 | 870.7499 | 0 | 883.4543 | 0.011499 | 870.7499 | 0.017174 | 870.7499 | 0 | 870.7499 | 0.023483
| 870.9841 | 0.12757 | 870.9841 | 0 | 883.6945 | 0.0079608 | 870.9841 | 0.039109 | 870.9841 | 0 | 870.9841 | 0.099841
| 871.2183 | 0.037932 | 871.2183 | 0 | 883.9348 | 0.0097299 | 871.2183 | 0.015388 | 871.2183 | 0 | 871.2183 | 0.04417
| 871.4525 | 0.12131 | 871.4525 | 0 | 884.175 | 0.011499 | 871.4524 | 0.040639 | 871.4525 | 0 | 871.4525 | 0.13638
| 871.6866 | 0.015407 | 871.6866 | 0 | 884.4153 | 0.017691 | 871.6866 | 0.017514 | 871.6866 | 0 | 871.6866 | -0.028972
| 871.9209 | 0.11604 | 871.9209 | 0 | 884.6556 | 0.011499 | 871.9209 | 0.039619 | 871.9209 | 0 | 871.9209 | 0.064389
| 872.1551 | 0.037334 | 872.1551 | 0 | 884.8958 | 0.0097299 | 872.1551 | 0.017429 | 872.1551 | 0 | 872.1551 | -0.0063751
| 872.3893 | 0.05001 | 872.3893 | 0 | 885.1361 | 0.0088454 | 872.3893 | 0.039959 | 872.3893 | 0 | 872.3893 | 0.11342
| 872.6236 | 0.048495 | 872.6236 | 0 | 885.3764 | 0.010614 | 872.6236 | 0.017939 | 872.6236 | 0 | 872.6236 | 0.0050931
| 872.8578 | 0.13451 | 872.8578 | 0 | 885.6167 | 0.0088454 | 872.8578 | 0.037578 | 872.8578 | 0 | 872.8578 | 0.10965
| 873.0921 | 0.061552 | 873.0921 | 0 | 885.857 | 0.012384 | 873.0921 | 0.017514 | 873.0921 | 0 | 873.0921 | 0.053002
| 873.3264 | 0.079222 | 873.3264 | 0 | 886.0973 | 0.010614 | 873.3264 | 0.041999 | 873.3264 | 0 | 873.3264 | 0.087984
| 873.5606 | 0.07449 | 873.5606 | 0 | 886.3377 | 0.01862 | 873.5606 | 0.017429 | 873.5606 | 0 | 873.5606 | 0.016206
| 873.7949 | 0.021106 | 873.7949 | 0 | 886.578 | 0.016806 | 873.7949 | 0.036218 | 873.7949 | 0 | 873.7949 | 0.1532
| 874.0292 | 0.063088 | 874.0292 | 0 | 886.8183 | 0.012384 | 874.0292 | 0.013178 | 874.0292 | 0 | 874.0292 | 0.057685
| 874.2634 | 0.05658 | 874.2634 | 0 | 887.0587 | 0.0088454 | 874.2634 | 0.039789 | 874.2634 | 0 | 874.2634 | 0.10754
| 874.4977 | 0.10406 | 874.4977 | 0 | 887.299 | 0.014153 | 874.4977 | 0.013178 | 874.4977 | 0 | 874.4977 | 0.084471
| 874.7321 | 0.061909 | 874.7321 | 0 | 887.5394 | 0.012384 | 874.7321 | 0.041744 | 874.7321 | 0 | 874.7321 | 0.095858
| 874.9663 | 0.088624 | 874.9663 | 0 | 887.7797 | 0.0097299 | 874.9663 | 0.02049 | 874.9663 | 0 | 874.9663 | 0.079713
| 875.2006 | 0.15445 | 875.2006 | 0 | 888.0201 | 0.012384 | 875.2006 | 0.042935 | 875.2006 | 0 | 875.2006 | 0.066332
| 875.435 | 0.039381 | 875.435 | 0 | 888.2604 | 0.010614 | 875.435 | 0.016834 | 875.435 | 0 | 875.435 | -0.0048358
| 875.6693 | 0.17307 | 875.6693 | 0 | 888.5008 | 0.0079608 | 875.6693 | 0.041574 | 875.6693 | 0 | 875.6693 | 0.035353
| 875.9036 | 0.024712 | 875.9036 | 0 | 888.7412 | 0.012384 | 875.9036 | 0.019299 | 875.9036 | 0 | 875.9036 | 0.043042
| 876.138 | 0.054494 | 876.138 | 0 | 888.9816 | 0.010614 | 876.138 | 0.040469 | 876.138 | 0 | 876.138 | 0.1353
| 876.3723 | 0.043947 | 876.3723 | 0 | 889.222 | 0.0070763 | 876.3723 | 0.016154 | 876.3723 | 0 | 876.3723 | 0.066956
| 876.6067 | 0.11557 | 876.6067 | 0 | 889.4624 | 0.0061918 | 876.6067 | 0.037408 | 876.6067 | 0 | 876.6067 | 0.11538
| 876.8411 | 0.09972 | 876.8411 | 0 | 889.7028 | 0.012384 | 876.8411 | 0.016494 | 876.8411 | 0 | 876.8411 | 0.038971
| 877.0754 | 0.082288 | 877.0754 | 0 | 889.9432 | 0.012384 | 877.0754 | 0.041574 | 877.0754 | 0 | 877.0754 | 0.12296
| 877.3098 | 0.096936 | 877.3098 | 0 | 890.1837 | 0.0088454 | 877.3098 | 0.015559 | 877.3098 | 0 | 877.3098 | 0.019745
| 877.5442 | 0.095404 | 877.5442 | 0 | 890.4241 | 0.011499 | 877.5442 | 0.041149 | 877.5442 | 0 | 877.5442 | 0.08045
| 877.7786 | 0.062941 | 877.7786 | 0 | 890.6645 | 0.011499 | 877.7786 | 0.014963 | 877.7786 | 0 | 877.7786 | 0.10545
| 878.0129 | 0.059348 | 878.0129 | 0 | 890.905 | 0.016806 | 878.0129 | 0.038004 | 878.0129 | 0 | 878.0129 | 0.05902
| 878.2473 | 0.067671 | 878.2473 | 0 | 891.1454 | 0.015922 | 878.2473 | 0.016749 | 878.2473 | 0 | 878.2473 | 0.0032468
| 878.4818 | 0.073246 | 878.4818 | 0 | 891.3859 | 0.013268 | 878.4818 | 0.037578 | 878.4818 | 0 | 878.4818 | 0.10245
| 878.7162 | 0.052597 | 878.7162 | 0 | 891.6263 | 0.0097299 | 878.7162 | 0.016409 | 878.7162 | 0 | 878.7162 | -0.0068838
| 878.9506 | 0.14704 | 878.9506 | 0 | 891.8668 | 0.0088454 | 878.9506 | 0.037153 | 878.9506 | 0 | 878.9506 | 0.095094
| 879.185 | 0.067606 | 879.185 | 0 | 892.1073 | 0.0097299 | 879.185 | 0.017854 | 879.185 | 0 | 879.185 | 0.011645
| 879.4194 | 0.10507 | 879.4194 | 0 | 892.3478 | 0.0088454 | 879.4194 | 0.041404 | 879.4194 | 0 | 879.4194 | 0.092729
| 879.6539 | 0.057879 | 879.6539 | 0 | 892.5883 | 0.0088454 | 879.6539 | 0.014963 | 879.6539 | 0 | 879.6539 | 0.021065
| 879.8884 | 0.104 | 879.8884 | 0 | 892.8288 | 0.012384 | 879.8884 | 0.041404 | 879.8884 | 0 | 879.8884 | 0.13389
| 880.1228 | 0.09906 | 880.1228 | 0 | 893.0693 | 0.0097299 | 880.1228 | 0.019214 | 880.1228 | 0 | 880.1228 | 0.07898
| 880.3572 | 0.039747 | 880.3572 | 0 | 893.3098 | 0.013268 | 880.3572 | 0.044635 | 880.3572 | 0 | 880.3572 | 0.087244
| 880.5917 | 0.071993 | 880.5917 | 0 | 893.5503 | 0.012384 | 880.5917 | 0.02032 | 880.5917 | 0 | 880.5917 | 0.093879
| 880.8262 | 0.12273 | 880.8262 | 0 | 893.7908 | 0.011499 | 880.8262 | 0.04421 | 880.8262 | 0 | 880.8262 | 0.08074
| 881.0607 | 0.063346 | 881.0607 | 0 | 894.0313 | 0.0088454 | 881.0607 | 0.02083 | 881.0607 | 0 | 881.0607 | 0.080337
| 881.2952 | 0.048654 | 881.2952 | 0 | 894.2719 | 0.013268 | 881.2952 | 0.037919 | 881.2952 | 0 | 881.2952 | 0.098371
| 881.5297 | 0.026639 | 881.5297 | 0 | 894.5124 | 0.0097299 | 881.5297 | 0.016409 | 881.5297 | 0 | 881.5297 | 0.095217
| 881.7642 | 0.07401 | 881.7642 | 0 | 894.753 | 0.012384 | 881.7642 | 0.048121 | 881.7642 | 0 | 881.7642 | 0.098859
| 881.9987 | 0.014552 | 881.9987 | 0 | 894.9935 | 0.0097299 | 881.9987 | 0.016834 | 881.9987 | 0 | 881.9987 | 0.014548
| 882.2332 | 0.15554 | 882.2332 | 0 | 895.2341 | 0.012384 | 882.2332 | 0.036388 | 882.2332 | 0 | 882.2332 | 0.11499
| 882.4677 | 0.059587 | 882.4677 | 0 | 895.4746 | 0.010614 | 882.4677 | 0.017939 | 882.4677 | 0 | 882.4677 | 0.0038733
| 882.7023 | 0.12714 | 882.7023 | 0 | 895.7152 | 0.015922 | 882.7023 | 0.04302 | 882.7023 | 0 | 882.7023 | 0.070362
| 882.9368 | 0.090703 | 882.9368 | 0 | 895.9558 | 0.0088454 | 882.9368 | 0.015473 | 882.9368 | 0 | 882.9368 | 0.023073
| 883.1713 | 0.09502 | 883.1713 | 0 | 896.1964 | 0.0061918 | 883.1713 | 0.04421 | 883.1713 | 0 | 883.1713 | 0.12152
| 883.4059 | 0.076446 | 883.4059 | 0 | 896.437 | 0.0088454 | 883.4059 | 0.018024 | 883.4059 | 0 | 883.4059 | 0.11779
| 883.6404 | 0.092011 | 883.6404 | 0 | 896.6776 | 0.013268 | 883.6404 | 0.041149 | 883.6404 | 0 | 883.6404 | 0.11037
| 883.875 | 0.068519 | 883.875 | 0 | 896.9182 | 0.0079608 | 883.875 | 0.016494 | 883.875 | 0 | 883.875 | 0.02988
| 884.1096 | 0.093259 | 884.1096 | 0 | 897.1588 | 0.012384 | 884.1096 | 0.042255 | 884.1096 | 0 | 884.1096 | 0.034789
| 884.3442 | 0.087624 | 884.3442 | 0 | 897.3994 | 0.0088454 | 884.3442 | 0.018619 | 884.3442 | 0 | 884.3442 | 0.056805
| 884.5787 | 0.063647 | 884.5787 | 0 | 897.64 | 0.013268 | 884.5787 | 0.044465 | 884.5787 | 0 | 884.5787 | 0.11767
| 884.8134 | 0.092301 | 884.8134 | 0 | 897.8806 | 0.0097299 | 884.8134 | 0.016919 | 884.8134 | 0 | 884.8134 | 0.019727
| 885.0479 | 0.13305 | 885.0479 | 0 | 898.1213 | 0.014153 | 885.0479 | 0.043785 | 885.0479 | 0 | 885.0479 | 0.17052
| 885.2825 | 0.085613 | 885.2825 | 0 | 898.3619 | 0.013268 | 885.2825 | 0.022275 | 885.2825 | 0 | 885.2825 | 0.0674
| 885.5172 | 0.13477 | 885.5172 | 0 | 898.6026 | 0.01862 | 885.5172 | 0.042255 | 885.5172 | 0 | 885.5172 | 0.062091
| 885.7518 | 0.036022 | 885.7518 | 0 | 898.8432 | 0.015922 | 885.7518 | 0.015814 | 885.7518 | 0 | 885.7518 | 0.083255
| 885.9864 | 0.040686 | 885.9864 | 0 | 899.0839 | 0.017735 | 885.9864 | 0.040639 | 885.9864 | 0 | 885.9864 | 0.15751
| 886.221 | 0.1384 | 886.221 | 0 | 899.3246 | 0.0088454 | 886.221 | 0.016069 | 886.221 | 0 | 886.221 | -0.025621
| 886.4556 | 0.093914 | 886.4556 | 0 | 899.5652 | 0.01862 | 886.4556 | 0.039024 | 886.4556 | 0 | 886.4556 | 0.17982
| 886.6903 | 0.084 | 886.6903 | 0 | 899.8059 | 0.010614 | 886.6903 | 0.015814 | 886.6903 | 0 | 886.6903 | 0.017479
| 886.9249 | 0.095968 | 886.9249 | 0 | 900.0466 | 0.015922 | 886.9249 | 0.048376 | 886.9249 | 0 | 886.9249 | 0.041045
| 887.1596 | 0.029095 | 887.1596 | 0 | 900.2873 | 0.0079608 | 887.1596 | 0.023465 | 887.1596 | 0 | 887.1596 | 0.058978
| 887.3943 | 0.040522 | 887.3943 | 0 | 900.528 | 0.016806 | 887.3943 | 0.043785 | 887.3943 | 0 | 887.3943 | 0.1457
| 887.629 | 0.085574 | 887.629 | 0 | 900.7687 | 0.017691 | 887.629 | 0.019894 | 887.629 | 0 | 887.629 | -0.0041644
| 887.8636 | 0.21179 | 887.8636 | 0 | 901.0094 | 0.015037 | 887.8637 | 0.0454 | 887.8636 | 0 | 887.8636 | 0.046191
| 888.0983 | 0.085736 | 888.0983 | 0 | 901.2501 | 0.0097299 | 888.0983 | 0.017004 | 888.0983 | 0 | 888.0983 | 0.16834
| 888.333 | 0.117 | 888.333 | 0 | 901.4909 | 0.021273 | 888.333 | 0.04268 | 888.333 | 0 | 888.333 | 0.078065
| 888.5677 | 0.13723 | 888.5677 | 0 | 901.7316 | 0.0097299 | 888.5677 | 0.017599 | 888.5677 | 0 | 888.5677 | -0.0078291
| 888.8024 | 0.14824 | 888.8024 | 0 | 901.9723 | 0.015037 | 888.8024 | 0.047186 | 888.8024 | 0 | 888.8024 | 0.081972
| 889.0371 | 0.068042 | 889.0371 | 0 | 902.2131 | 0.010614 | 889.0371 | 0.010372 | 889.0371 | 0 | 889.0371 | 0.056995
| 889.2719 | 0.074721 | 889.2719 | 0 | 902.4538 | 0.028349 | 889.2718 | 0.044295 | 889.2719 | 0 | 889.2719 | 0.099925
| 889.5065 | 0.021837 | 889.5065 | 0 | 902.6946 | 0.014153 | 889.5065 | 0.018449 | 889.5065 | 0 | 889.5065 | 0.036816
| 889.7413 | 0.15007 | 889.7413 | 0 | 902.9353 | 0.011499 | 889.7413 | 0.040979 | 889.7413 | 0 | 889.7413 | 0.081847
| 889.976 | 0.029465 | 889.976 | 0 | 903.1761 | 0.013268 | 889.976 | 0.018024 | 889.976 | 0 | 889.976 | 0.043575
| 890.2108 | 0.033407 | 890.2108 | 0 | 903.4169 | 0.012384 | 890.2107 | 0.043785 | 890.2108 | 0 | 890.2108 | 0.1727
| 890.4455 | 0.0049159 | 890.4455 | 0 | 903.6577 | 0.0079608 | 890.4455 | 0.021765 | 890.4455 | 0 | 890.4455 | 0.059384
| 890.6803 | 0.16788 | 890.6803 | 0 | 903.8985 | 0.022158 | 890.6803 | 0.04234 | 890.6803 | 0 | 890.6803 | 0.19887
| 890.915 | 0.049126 | 890.915 | 0 | 904.1393 | 0.011499 | 890.915 | 0.02083 | 890.915 | 0 | 890.915 | -0.0058309
| 891.1498 | 0.11752 | 891.1498 | 0 | 904.3801 | 0.012384 | 891.1498 | 0.04404 | 891.1498 | 0 | 891.1498 | 0.081943
| 891.3846 | 0.12079 | 891.3846 | 0 | 904.6209 | 0.0035417 | 891.3846 | 0.018789 | 891.3846 | 0 | 891.3846 | 0.14603
| 891.6194 | 0.13114 | 891.6194 | 0 | 904.8617 | 0.019504 | 891.6194 | 0.045315 | 891.6194 | 0 | 891.6194 | 0.12482
| 891.8542 | 0.03469 | 891.8542 | 0 | 905.1025 | 0.010614 | 891.8542 | 0.014368 | 891.8542 | 0 | 891.8542 | 0.012274
| 892.0889 | 0.099587 | 892.0889 | 0 | 905.3433 | 0.017691 | 892.0889 | 0.041404 | 892.0889 | 0 | 892.0889 | 0.051036
| 892.3237 | 0.02142 | 892.3237 | 0 | 905.5842 | 0.0053072 | 892.3237 | 0.018279 | 892.3237 | 0 | 892.3237 | 0.070466
| 892.5586 | 0.12566 | 892.5586 | 0 | 905.825 | 0.011499 | 892.5586 | 0.04404 | 892.5586 | 0 | 892.5586 | 0.088672
| 892.7934 | 0.07842 | 892.7934 | 0 | 906.0658 | 0.0053072 | 892.7934 | 0.014283 | 892.7934 | 0 | 892.7934 | 0.048695
| 893.0282 | 0.24285 | 893.0282 | 0 | 906.3067 | 0.013268 | 893.0282 | 0.043275 | 893.0282 | 0 | 893.0282 | 0.039766
| 893.2631 | 0.014951 | 893.2631 | 0 | 906.5476 | 0.016806 | 893.2631 | 0.015559 | 893.2631 | 0 | 893.2631 | 0.094895
| 893.4979 | 0.12014 | 893.4979 | 0 | 906.7884 | 0.023042 | 893.4979 | 0.04455 | 893.4979 | 0 | 893.4979 | 0.13578
| 893.7327 | 0.059579 | 893.7327 | 0 | 907.0293 | 0.013268 | 893.7327 | 0.018874 | 893.7327 | 0 | 893.7327 | 0.0041479
| 893.9676 | 0.10822 | 893.9676 | 0 | 907.2702 | 0.01862 | 893.9676 | 0.04625 | 893.9676 | 0 | 893.9676 | 0.11153
| 894.2025 | 0.0025758 | 894.2025 | 0 | 907.511 | 0.0035426 | 894.2024 | 0.022275 | 894.2025 | 0 | 894.2025 | 0.1002
| 894.4373 | 0.071154 | 894.4373 | 0 | 907.7519 | 0.013268 | 894.4373 | 0.047611 | 894.4373 | 0 | 894.4373 | 0.060045
| 894.6722 | -0.023836 | 894.6722 | 0 | 907.9928 | 0.0035426 | 894.6722 | 0.022615 | 894.6722 | 0 | 894.6722 | -0.019682
| 894.907 | 0.12288 | 894.907 | 0 | 908.2337 | 0.015037 | 894.907 | 0.050246 | 894.907 | 0 | 894.907 | 0.12298
| 895.1419 | 0.093437 | 895.1419 | 0 | 908.4746 | 0.016806 | 895.1419 | 0.018024 | 895.1419 | 0 | 895.1419 | 0.10998
| 895.3768 | 0.1587 | 895.3768 | 0 | 908.7156 | 0.014153 | 895.3768 | 0.047016 | 895.3768 | 0 | 895.3768 | 0.080356
| 895.6117 | 0.082071 | 895.6117 | 0 | 908.9565 | 0.0097299 | 895.6117 | 0.02032 | 895.6117 | 0 | 895.6117 | 0.050113
| 895.8466 | 0.14414 | 895.8466 | 0 | 909.1974 | 0.017691 | 895.8466 | 0.04574 | 895.8466 | 0 | 895.8466 | 0.14533
| 896.0815 | 0.019574 | 896.0815 | 0 | 909.4383 | 0.019504 | 896.0815 | 0.014113 | 896.0815 | 0 | 896.0815 | 0.083825
| 896.3164 | 0.087947 | 896.3164 | 0 | 909.6793 | 0.020389 | 896.3164 | 0.047101 | 896.3164 | 0 | 896.3164 | 0.13775
| 896.5513 | 0.084016 | 896.5513 | 0 | 909.9202 | 0.013268 | 896.5513 | 0.022615 | 896.5513 | 0 | 896.5513 | 0.13756
| 896.7863 | 0.15092 | 896.7863 | 0 | 910.1612 | 0.016806 | 896.7863 | 0.046591 | 896.7863 | 0 | 896.7863 | 0.13304
| 897.0212 | 0.038898 | 897.0212 | 0 | 910.4021 | 0.0070763 | 897.0212 | 0.020745 | 897.0212 | 0 | 897.0212 | 0.020717
| 897.2562 | 0.093759 | 897.2562 | 0 | 910.6431 | 0.016806 | 897.2562 | 0.044295 | 897.2562 | 0 | 897.2562 | 0.083672
| 897.4911 | 0.028064 | 897.4911 | 0 | 910.8841 | 0.015037 | 897.4911 | 0.02049 | 897.4911 | 0 | 897.4911 | -0.018678
| 897.7261 | 0.13692 | 897.7261 | 0 | 911.125 | 0.017691 | 897.7261 | 0.048461 | 897.7261 | 0 | 897.7261 | 0.083328
| 897.9611 | 0.025399 | 897.9611 | 0 | 911.366 | 0.011499 | 897.9611 | 0.019469 | 897.9611 | 0 | 897.9611 | 0.06644
| 898.196 | 0.13229 | 898.196 | 0 | 911.607 | 0.021273 | 898.196 | 0.046335 | 898.196 | 0 | 898.196 | 0.1012
| 898.431 | 0.048951 | 898.431 | 0 | 911.848 | 0.0061918 | 898.431 | 0.02032 | 898.431 | 0 | 898.431 | 0.0029185
| 898.666 | 0.10942 | 898.666 | 0 | 912.089 | 0.011499 | 898.6659 | 0.041829 | 898.666 | 0 | 898.666 | 0.10034
| 898.9009 | 0.018942 | 898.9009 | 0 | 912.33 | 0.0088454 | 898.9009 | 0.02389 | 898.9009 | 0 | 898.9009 | 0.056491
| 899.1359 | 0.087273 | 899.1359 | 0 | 912.571 | 0.013268 | 899.1359 | 0.046846 | 899.1359 | 0 | 899.1359 | 0.15224
| 899.3709 | 0.05812 | 899.3709 | 0 | 912.812 | 0.015922 | 899.3709 | 0.02151 | 899.3709 | 0 | 899.3709 | 0.065931
| 899.606 | 0.14757 | 899.606 | 0 | 913.053 | 0.011499 | 899.606 | 0.042935 | 899.606 | 0 | 899.606 | 0.13
| 899.8409 | 0.038585 | 899.8409 | 0 | 913.2941 | 0.0097299 | 899.8409 | 0.02202 | 899.8409 | 0 | 899.8409 | 0.10002
| 900.076 | 0.047311 | 900.076 | 0 | 913.5351 | 0.015037 | 900.076 | 0.043615 | 900.076 | 0 | 900.076 | 0.038793
| 900.311 | 0 | 900.311 | 0 | 913.7762 | 0.010614 | 900.311 | 0.02083 | 900.311 | 0 | 900.311 | 0
| 900.546 | 0 | 900.546 | 0 | 914.0172 | 0.013268 | 900.546 | 0.047696 | 900.546 | 0 | 900.546 | 0
| 900.7811 | 0 | 900.7811 | 0 | 914.2583 | 0.0079608 | 900.7811 | 0.019809 | 900.7811 | 0 | 900.7811 | 0
| 901.0161 | 0 | 901.0161 | 0 | 914.4993 | 0.017735 | 901.0161 | 0.047186 | 901.0161 | 0 | 901.0161 | 0
| 901.2512 | 0 | 901.2512 | 0 | 914.7404 | 0.016806 | 901.2512 | 0.02032 | 901.2512 | 0 | 901.2512 | 0
| 901.4863 | 0 | 901.4863 | 0 | 914.9815 | 0.012384 | 901.4863 | 0.041744 | 901.4863 | 0 | 901.4863 | 0
| 901.7213 | 0 | 901.7213 | 0 | 915.2225 | 0.013268 | 901.7213 | 0.015218 | 901.7213 | 0 | 901.7213 | 0
| 901.9564 | 0 | 901.9564 | 0 | 915.4636 | 0.015037 | 901.9564 | 0.049566 | 901.9564 | 0 | 901.9564 | 0
| 902.1915 | 0 | 902.1915 | 0 | 915.7047 | 0.011499 | 902.1915 | 0.02236 | 902.1915 | 0 | 902.1915 | 0
| 902.4266 | 0 | 902.4266 | 0 | 915.9458 | 0.0070763 | 902.4266 | 0.047781 | 902.4266 | 0 | 902.4266 | 0
| 902.6616 | 0 | 902.6616 | 0 | 916.1869 | 0.0088454 | 902.6616 | 0.015303 | 902.6616 | 0 | 902.6616 | 0
| 902.8967 | 0 | 902.8967 | 0 | 916.428 | 0.014153 | 902.8967 | 0.045655 | 902.8967 | 0 | 902.8967 | 0
| 903.1318 | 0 | 903.1318 | 0 | 916.6691 | 0.0079608 | 903.1318 | 0.02219 | 903.1318 | 0 | 903.1318 | 0
| 903.3669 | 0 | 903.3669 | 0 | 916.9103 | 0.012384 | 903.3669 | 0.052967 | 903.3669 | 0 | 903.3669 | 0
| 903.6021 | 0 | 903.6021 | 0 | 917.1514 | 0.015037 | 903.6021 | 0.02202 | 903.6021 | 0 | 903.6021 | 0
| 903.8372 | 0 | 903.8372 | 0 | 917.3925 | 0.01862 | 903.8372 | 0.050161 | 903.8372 | 0 | 903.8372 | 0
| 904.0723 | 0 | 904.0723 | 0 | 917.6337 | 0.0097299 | 904.0723 | 0.024401 | 904.0723 | 0 | 904.0723 | 0
| 904.3075 | 0 | 904.3075 | 0 | 917.8748 | 0.013268 | 904.3075 | 0.051862 | 904.3075 | 0 | 904.3075 | 0
| 904.5426 | 0 | 904.5426 | 0 | 918.116 | 0.0079608 | 904.5426 | 0.02185 | 904.5426 | 0 | 904.5426 | 0
| 904.7778 | 0 | 904.7778 | 0 | 918.3571 | 0.013268 | 904.7778 | 0.049566 | 904.7778 | 0 | 904.7778 | 0
| 905.0129 | 0 | 905.0129 | 0 | 918.5983 | 0.015922 | 905.0129 | 0.02168 | 905.0129 | 0 | 905.0129 | 0
| 905.2481 | 0 | 905.2481 | 0 | 918.8395 | 0.020389 | 905.2481 | 0.048291 | 905.2481 | 0 | 905.2481 | 0
| 905.4833 | 0 | 905.4833 | 0 | 919.0806 | 0.017691 | 905.4833 | 0.019044 | 905.4833 | 0 | 905.4833 | 0
| 905.7184 | 0 | 905.7184 | 0 | 919.3218 | 0.015922 | 905.7184 | 0.047271 | 905.7184 | 0 | 905.7184 | 0
| 905.9536 | 0 | 905.9536 | 0 | 919.563 | 0.013268 | 905.9536 | 0.018619 | 905.9536 | 0 | 905.9536 | 0
| 906.1888 | 0 | 906.1888 | 0 | 919.8042 | 0.015922 | 906.1888 | 0.056963 | 906.1888 | 0 | 906.1888 | 0
| 906.424 | 0 | 906.424 | 0 | 920.0454 | 0.016806 | 906.424 | 0.021935 | 906.424 | 0 | 906.424 | 0
| 906.6592 | 0 | 906.6592 | 0 | 920.2866 | 0.021273 | 906.6592 | 0.049821 | 906.6592 | 0 | 906.6592 | 0
| 906.8944 | 0 | 906.8944 | 0 | 920.5278 | 0.015922 | 906.8944 | 0.0227 | 906.8944 | 0 | 906.8944 | 0
| 907.1296 | 0 | 907.1296 | 0 | 920.769 | 0.015037 | 907.1296 | 0.054242 | 907.1296 | 0 | 907.1296 | 0
| 907.3649 | 0 | 907.3649 | 0 | 921.0103 | 0.013268 | 907.3649 | 0.023465 | 907.3649 | 0 | 907.3649 | 0
| 907.6001 | 0 | 907.6001 | 0 | 921.2515 | 0.0088454 | 907.6001 | 0.053647 | 907.6001 | 0 | 907.6001 | 0
| 907.8353 | 0 | 907.8353 | 0 | 921.4927 | 0.013268 | 907.8353 | 0.02253 | 907.8353 | 0 | 907.8353 | 0
| 908.0706 | 0 | 908.0706 | 0 | 921.734 | 0.020389 | 908.0706 | 0.055432 | 908.0706 | 0 | 908.0706 | 0
| 908.3058 | 0 | 908.3058 | 0 | 921.9752 | 0.014153 | 908.3058 | 0.021255 | 908.3058 | 0 | 908.3058 | 0
| 908.5411 | 0 | 908.5411 | 0 | 922.2165 | 0.012384 | 908.5411 | 0.048376 | 908.5411 | 0 | 908.5411 | 0
| 908.7764 | 0 | 908.7764 | 0 | 922.4577 | 0.015922 | 908.7764 | 0.020065 | 908.7764 | 0 | 908.7764 | 0
| 909.0116 | 0 | 909.0116 | 0 | 922.699 | 0.017691 | 909.0116 | 0.04608 | 909.0116 | 0 | 909.0116 | 0
| 909.2469 | 0 | 909.2469 | 0 | 922.9403 | 0.021273 | 909.2469 | 0.023635 | 909.2469 | 0 | 909.2469 | 0
| 909.4822 | 0 | 909.4822 | 0 | 923.1816 | 0.015037 | 909.4822 | 0.053987 | 909.4822 | 0 | 909.4822 | 0
| 909.7175 | 0 | 909.7175 | 0 | 923.4229 | 0.011499 | 909.7175 | 0.02236 | 909.7175 | 0 | 909.7175 | 0
| 909.9528 | 0 | 909.9528 | 0 | 923.6641 | 0.012384 | 909.9528 | 0.052287 | 909.9528 | 0 | 909.9528 | 0
| 910.188 | 0 | 910.188 | 0 | 923.9054 | 0.010614 | 910.188 | 0.021765 | 910.188 | 0 | 910.188 | 0
| 910.4233 | 0 | 910.4233 | 0 | 924.1467 | 0.011499 | 910.4233 | 0.051862 | 910.4233 | 0 | 910.4233 | 0
| 910.6587 | 0 | 910.6587 | 0 | 924.388 | 0.015922 | 910.6587 | 0.02032 | 910.6587 | 0 | 910.6587 | 0
| 910.894 | 0 | 910.894 | 0 | 924.6294 | 0.019504 | 910.894 | 0.050586 | 910.894 | 0 | 910.894 | 0
| 911.1293 | 0 | 911.1293 | 0 | 924.8707 | 0.01862 | 911.1293 | 0.021255 | 911.1293 | 0 | 911.1293 | 0
| 911.3646 | 0 | 911.3646 | 0 | 925.112 | 0.015037 | 911.3646 | 0.054582 | 911.3646 | 0 | 911.3646 | 0
| 911.6 | 0 | 911.6 | 0 | 925.3533 | 0.012384 | 911.6 | 0.025081 | 911.6 | 0 | 911.6 | 0
| 911.8353 | 0 | 911.8353 | 0 | 925.5947 | 0.0044227 | 911.8353 | 0.052202 | 911.8353 | 0 | 911.8353 | 0
| 912.0707 | 0 | 912.0707 | 0 | 925.836 | 0.014153 | 912.0707 | 0.02049 | 912.0707 | 0 | 912.0707 | 0
| 912.306 | 0 | 912.306 | 0 | 926.0774 | 0.012384 | 912.306 | 0.056028 | 912.306 | 0 | 912.306 | 0
| 912.5414 | 0 | 912.5414 | 0 | 926.3187 | 0.017691 | 912.5414 | 0.02032 | 912.5414 | 0 | 912.5414 | 0
| 912.7768 | 0 | 912.7768 | 0 | 926.5601 | 0.023927 | 912.7768 | 0.052457 | 912.7768 | 0 | 912.7768 | 0
| 913.0121 | 0 | 913.0121 | 0 | 926.8015 | 0.019504 | 913.0122 | 0.017259 | 913.0121 | 0 | 913.0121 | 0
| 913.2476 | 0 | 913.2476 | 0 | 927.0428 | 0.013268 | 913.2476 | 0.055007 | 913.2476 | 0 | 913.2476 | 0
| 913.4829 | 0 | 913.4829 | 0 | 927.2842 | 0.014153 | 913.4829 | 0.017089 | 913.4829 | 0 | 913.4829 | 0
| 913.7183 | 0 | 913.7183 | 0 | 927.5256 | 0.0097299 | 913.7183 | 0.054327 | 913.7183 | 0 | 913.7183 | 0
| 913.9537 | 0 | 913.9537 | 0 | 927.767 | 0.012384 | 913.9537 | 0.02372 | 913.9537 | 0 | 913.9537 | 0
| 914.1891 | 0 | 914.1891 | 0 | 928.0084 | 0.011499 | 914.1892 | 0.053817 | 914.1891 | 0 | 914.1891 | 0
| 914.4246 | 0 | 914.4246 | 0 | 928.2498 | 0.015922 | 914.4246 | 0.024401 | 914.4246 | 0 | 914.4246 | 0
| 914.66 | 0 | 914.66 | 0 | 928.4912 | 0.010614 | 914.66 | 0.058493 | 914.66 | 0 | 914.66 | 0
| 914.8954 | 0 | 914.8954 | 0 | 928.7326 | 0.01862 | 914.8954 | 0.015729 | 914.8954 | 0 | 914.8954 | 0
| 915.1308 | 0 | 915.1308 | 0 | 928.974 | 0.01862 | 915.1308 | 0.056028 | 915.1308 | 0 | 915.1308 | 0
| 915.3663 | 0 | 915.3663 | 0 | 929.2155 | 0.015922 | 915.3663 | 0.02253 | 915.3663 | 0 | 915.3663 | 0
| 915.6017 | 0 | 915.6017 | 0 | 929.4569 | 0.010614 | 915.6017 | 0.050416 | 915.6017 | 0 | 915.6017 | 0
| 915.8372 | 0 | 915.8372 | 0 | 929.6983 | 0.0070763 | 915.8372 | 0.02338 | 915.8372 | 0 | 915.8372 | 0
| 916.0726 | 0 | 916.0726 | 0 | 929.9398 | 0.0079608 | 916.0726 | 0.052117 | 916.0726 | 0 | 916.0726 | 0
| 916.3081 | 0 | 916.3081 | 0 | 930.1812 | 0.016806 | 916.3081 | 0.026441 | 916.3081 | 0 | 916.3081 | 0
| 916.5436 | 0 | 916.5436 | 0 | 930.4227 | 0.011499 | 916.5436 | 0.054667 | 916.5436 | 0 | 916.5436 | 0
| 916.7791 | 0 | 916.7791 | 0 | 930.6641 | 0.020389 | 916.779 | 0.019724 | 916.7791 | 0 | 916.7791 | 0
| 917.0145 | 0 | 917.0145 | 0 | 930.9056 | 0.023927 | 917.0145 | 0.050841 | 917.0145 | 0 | 917.0145 | 0
| 917.25 | 0 | 917.25 | 0 | 931.1471 | 0.017691 | 917.25 | 0.028907 | 917.25 | 0 | 917.25 | 0
| 917.4855 | 0 | 917.4855 | 0 | 931.3886 | 0.0079608 | 917.4855 | 0.052797 | 917.4855 | 0 | 917.4855 | 0
| 917.721 | 0 | 917.721 | 0 | 931.63 | 0.014153 | 917.721 | 0.020575 | 917.721 | 0 | 917.721 | 0
| 917.9565 | 0 | 917.9565 | 0 | 931.8715 | 0.014153 | 917.9565 | 0.059683 | 917.9565 | 0 | 917.9565 | 0
| 918.1921 | 0 | 918.1921 | 0 | 932.113 | 0.017691 | 918.1921 | 0.028566 | 918.1921 | 0 | 918.1921 | 0
| 918.4276 | 0 | 918.4276 | 0 | 932.3545 | 0.0088454 | 918.4275 | 0.058153 | 918.4276 | 0 | 918.4276 | 0
| 918.6631 | 0 | 918.6631 | 0 | 932.596 | 0.015922 | 918.6631 | 0.018789 | 918.6631 | 0 | 918.6631 | 0
| 918.8986 | 0 | 918.8986 | 0 | 932.8375 | 0.0088454 | 918.8986 | 0.058748 | 918.8986 | 0 | 918.8986 | 0
| 919.1342 | 0 | 919.1342 | 0 | 933.0791 | 0.013268 | 919.1342 | 0.021765 | 919.1342 | 0 | 919.1342 | 0
| 919.3698 | 0 | 919.3698 | 0 | 933.3206 | 0.0070763 | 919.3697 | 0.061724 | 919.3698 | 0 | 919.3698 | 0
| 919.6053 | 0 | 919.6053 | 0 | 933.5621 | 0.014153 | 919.6053 | 0.02287 | 919.6053 | 0 | 919.6053 | 0
| 919.8409 | 0 | 919.8409 | 0 | 933.8036 | 0.017691 | 919.8409 | 0.060874 | 919.8409 | 0 | 919.8409 | 0
| 920.0764 | 0 | 920.0764 | 0 | 934.0452 | 0.01862 | 920.0764 | 0.025676 | 920.0764 | 0 | 920.0764 | 0
| 920.312 | 0 | 920.312 | 0 | 934.2867 | 0.012384 | 920.312 | 0.062829 | 920.312 | 0 | 920.312 | 0
| 920.5476 | 0 | 920.5476 | 0 | 934.5283 | 0.015037 | 920.5476 | 0.026781 | 920.5476 | 0 | 920.5476 | 0
| 920.7831 | 0 | 920.7831 | 0 | 934.7699 | 0.014153 | 920.7831 | 0.059088 | 920.7831 | 0 | 920.7831 | 0
| 921.0187 | 0 | 921.0187 | 0 | 935.0114 | 0.017691 | 921.0187 | 0.029502 | 921.0187 | 0 | 921.0187 | 0
| 921.2543 | 0 | 921.2543 | 0 | 935.253 | 0.012384 | 921.2543 | 0.060874 | 921.2543 | 0 | 921.2543 | 0
| 921.49 | 0 | 921.49 | 0 | 935.4946 | 0.01862 | 921.49 | 0.029927 | 921.49 | 0 | 921.49 | 0
| 921.7256 | 0 | 921.7256 | 0 | 935.7362 | 0.012384 | 921.7256 | 0.055943 | 921.7256 | 0 | 921.7256 | 0
| 921.9612 | 0 | 921.9612 | 0 | 935.9777 | 0.032772 | 921.9612 | 0.018364 | 921.9612 | 0 | 921.9612 | 0
| 922.1968 | 0 | 922.1968 | 0 | 936.2193 | 0.023042 | 922.1968 | 0.062064 | 922.1968 | 0 | 922.1968 | 0
| 922.4324 | 0 | 922.4324 | 0 | 936.4609 | 0.024811 | 922.4324 | 0.026186 | 922.4324 | 0 | 922.4324 | 0
| 922.6681 | 0 | 922.6681 | 0 | 936.7025 | 0.015922 | 922.6681 | 0.056368 | 922.6681 | 0 | 922.6681 | 0
| 922.9037 | 0 | 922.9037 | 0 | 936.9442 | 0.016806 | 922.9037 | 0.027206 | 922.9037 | 0 | 922.9037 | 0
| 923.1394 | 0 | 923.1394 | 0 | 937.1858 | 0.01862 | 923.1394 | 0.062489 | 923.1394 | 0 | 923.1394 | 0
| 923.3751 | 0 | 923.3751 | 0 | 937.4274 | 0.013268 | 923.3751 | 0.02304 | 923.3751 | 0 | 923.3751 | 0
| 923.6107 | 0 | 923.6107 | 0 | 937.669 | 0.019504 | 923.6107 | 0.071076 | 923.6107 | 0 | 923.6107 | 0
| 923.8464 | 0 | 923.8464 | 0 | 937.9107 | 0.0035417 | 923.8464 | 0.024486 | 923.8464 | 0 | 923.8464 | 0
| 924.082 | 0 | 924.082 | 0 | 938.1523 | 0.016806 | 924.082 | 0.058918 | 924.082 | 0 | 924.082 | 0
| 924.3177 | 0 | 924.3177 | 0 | 938.394 | 0.0044227 | 924.3178 | 0.02219 | 924.3177 | 0 | 924.3177 | 0
| 924.5534 | 0 | 924.5534 | 0 | 938.6356 | 0.019504 | 924.5534 | 0.06521 | 924.5534 | 0 | 924.5534 | 0
| 924.7891 | 0 | 924.7891 | 0 | 938.8773 | 0.021273 | 924.7891 | 0.025676 | 924.7891 | 0 | 924.7891 | 0
| 925.0248 | 0 | 925.0248 | 0 | 939.1189 | 0.023042 | 925.0248 | 0.06555 | 925.0248 | 0 | 925.0248 | 0
| 925.2605 | 0 | 925.2605 | 0 | 939.3606 | 0.0070763 | 925.2605 | 0.019554 | 925.2605 | 0 | 925.2605 | 0
| 925.4962 | 0 | 925.4962 | 0 | 939.6023 | 0.021273 | 925.4962 | 0.077367 | 925.4962 | 0 | 925.4962 | 0
| 925.7319 | 0 | 925.7319 | 0 | 939.8439 | 0.0079608 | 925.7319 | 0.034518 | 925.7319 | 0 | 925.7319 | 0
| 925.9677 | 0 | 925.9677 | 0 | 940.0856 | 0.019504 | 925.9677 | 0.066655 | 925.9677 | 0 | 925.9677 | 0
| 926.2034 | 0 | 926.2034 | 0 | 940.3273 | 0.0097299 | 926.2034 | 0.027461 | 926.2034 | 0 | 926.2034 | 0
| 926.4391 | 0 | 926.4391 | 0 | 940.569 | 0.023042 | 926.4392 | 0.065975 | 926.4391 | 0 | 926.4391 | 0
| 926.6749 | 0 | 926.6749 | 0 | 940.8107 | 0.019504 | 926.6749 | 0.031287 | 926.6749 | 0 | 926.6749 | 0
| 926.9106 | 0 | 926.9106 | 0 | 941.0524 | 0.022158 | 926.9106 | 0.064104 | 926.9106 | 0 | 926.9106 | 0
| 927.1464 | 0 | 927.1464 | 0 | 941.2941 | 0.01862 | 927.1464 | 0.026781 | 927.1464 | 0 | 927.1464 | 0
| 927.3821 | 0 | 927.3821 | 0 | 941.5359 | 0.022158 | 927.3821 | 0.061554 | 927.3821 | 0 | 927.3821 | 0
| 927.6179 | 0 | 927.6179 | 0 | 941.7776 | 0.015037 | 927.6179 | 0.031372 | 927.6179 | 0 | 927.6179 | 0
| 927.8537 | 0 | 927.8537 | 0 | 942.0193 | 0.025696 | 927.8537 | 0.067335 | 927.8537 | 0 | 927.8537 | 0
| 928.0895 | 0 | 928.0895 | 0 | 942.2611 | 0.0061918 | 928.0895 | 0.063934 | 928.0895 | 0 | 928.0895 | 0
| 928.3253 | 0 | 928.3253 | 0 | 942.5028 | 0.038079 | 928.3253 | 0.032307 | 928.3253 | 0 | 928.3253 | 0
| 928.5611 | 0 | 928.5611 | 0 | 942.7446 | 0.012384 | 928.5611 | 0.068355 | 928.5611 | 0 | 928.5611 | 0
| 928.7969 | 0 | 928.7969 | 0 | 942.9863 | 0.016806 | 928.7969 | 0.023125 | 928.7969 | 0 | 928.7969 | 0
| 929.0327 | 0 | 929.0327 | 0 | 943.2281 | 0.015037 | 929.0326 | 0.063594 | 929.0327 | 0 | 929.0327 | 0
| 929.2685 | 0 | 929.2685 | 0 | 943.4698 | 0.033657 | 929.2685 | 0.029502 | 929.2685 | 0 | 929.2685 | 0
| 929.5043 | 0 | 929.5043 | 0 | 943.7116 | 0.015922 | 929.5043 | 0.076857 | 929.5043 | 0 | 929.5043 | 0
| 929.7401 | 0 | 929.7401 | 0 | 943.9534 | 0.021273 | 929.7401 | 0.026951 | 929.7401 | 0 | 929.7401 | 0
| 929.976 | 0 | 929.976 | 0 | 944.1952 | 0.0061918 | 929.976 | 0.078898 | 929.976 | 0 | 929.976 | 0
| 930.2118 | 0 | 930.2118 | 0 | 944.4369 | 0.024811 | 930.2118 | 0.024741 | 930.2118 | 0 | 930.2118 | 0
| 930.4476 | 0 | 930.4476 | 0 | 944.6787 | 0.0097299 | 930.4476 | 0.071841 | 930.4476 | 0 | 930.4476 | 0
| 930.6835 | 0 | 930.6835 | 0 | 944.9205 | 0.029234 | 930.6835 | 0.02134 | 930.6835 | 0 | 930.6835 | 0
| 930.9194 | 0 | 930.9194 | 0 | 945.1623 | 0.014153 | 930.9194 | 0.070396 | 930.9194 | 0 | 930.9194 | 0
| 931.1552 | 0 | 931.1552 | 0 | 945.4041 | 0.025696 | 931.1552 | 0.024996 | 931.1552 | 0 | 931.1552 | 0
| 931.3911 | 0 | 931.3911 | 0 | 945.646 | 0.011499 | 931.3911 | 0.075667 | 931.3911 | 0 | 931.3911 | 0
| 931.627 | 0 | 931.627 | 0 | 945.8878 | 0.023927 | 931.6269 | 0.033753 | 931.627 | 0 | 931.627 | 0
| 931.8629 | 0 | 931.8629 | 0 | 946.1296 | 0.023042 | 931.8628 | 0.073712 | 931.8629 | 0 | 931.8629 | 0
| 932.0988 | 0 | 932.0988 | 0 | 946.3714 | 0.021273 | 932.0987 | 0.032222 | 932.0988 | 0 | 932.0988 | 0
| 932.3347 | 0 | 932.3347 | 0 | 946.6133 | 0.0097299 | 932.3347 | 0.080853 | 932.3347 | 0 | 932.3347 | 0
| 932.5706 | 0 | 932.5706 | 0 | 946.8551 | 0.023042 | 932.5706 | 0.02389 | 932.5706 | 0 | 932.5706 | 0
| 932.8065 | 0 | 932.8065 | 0 | 947.097 | 0.015037 | 932.8065 | 0.071161 | 932.8065 | 0 | 932.8065 | 0
| 933.0424 | 0 | 933.0424 | 0 | 947.3388 | 0.038964 | 933.0424 | 0.025846 | 933.0424 | 0 | 933.0424 | 0
| 933.2783 | 0 | 933.2783 | 0 | 947.5807 | 0.030119 | 933.2783 | 0.078728 | 933.2783 | 0 | 933.2783 | 0
| 933.5142 | 0 | 933.5142 | 0 | 947.8226 | 0.035426 | 933.5142 | 0.030182 | 933.5142 | 0 | 933.5142 | 0
| 933.7501 | 0 | 933.7501 | 0 | 948.0644 | 0.015037 | 933.7501 | 0.075072 | 933.7501 | 0 | 933.7501 | 0
| 933.9861 | 0 | 933.9861 | 0 | 948.3063 | 0.040733 | 933.9861 | 0.023125 | 933.9861 | 0 | 933.9861 | 0
| 934.222 | 0 | 934.222 | 0 | 948.5482 | 0.0044227 | 934.222 | 0.080768 | 934.222 | 0 | 934.222 | 0
| 934.4579 | 0 | 934.4579 | 0 | 948.7901 | 0.015922 | 934.4579 | 0.037068 | 934.4579 | 0 | 934.4579 | 0
| 934.6939 | 0 | 934.6939 | 0 | 949.032 | 0.011499 | 934.6939 | 0.083064 | 934.6939 | 0 | 934.6939 | 0
| 934.9299 | 0 | 934.9299 | 0 | 949.2739 | 0.031003 | 934.9299 | 0.021255 | 934.9299 | 0 | 934.9299 | 0
| 935.1658 | 0 | 935.1658 | 0 | 949.5158 | 0.013268 | 935.1658 | 0.081533 | 935.1658 | 0 | 935.1658 | 0
| 935.4018 | 0 | 935.4018 | 0 | 949.7577 | 0.031888 | 935.4018 | 0.030182 | 935.4018 | 0 | 935.4018 | 0
| 935.6378 | 0 | 935.6378 | 0 | 949.9996 | 0.017691 | 935.6378 | 0.083659 | 935.6378 | 0 | 935.6378 | 0
| 935.8738 | 0 | 935.8738 | 0 | 950.2415 | 0.020389 | 935.8738 | 0.035113 | 935.8738 | 0 | 935.8738 | 0
| 936.1097 | 0 | 936.1097 | 0 | 950.4834 | 0.028349 | 936.1097 | 0.080003 | 936.1097 | 0 | 936.1097 | 0
| 936.3458 | 0 | 936.3458 | 0 | 950.7254 | 0.038079 | 936.3458 | 0.030607 | 936.3458 | 0 | 936.3458 | 0
| 936.5818 | 0 | 936.5818 | 0 | 950.9673 | 0.01862 | 936.5818 | 0.08723 | 936.5818 | 0 | 936.5818 | 0
| 936.8178 | 0 | 936.8178 | 0 | 951.2093 | 0.020389 | 936.8178 | 0.034773 | 936.8178 | 0 | 936.8178 | 0
| 937.0538 | 0 | 937.0538 | 0 | 951.4512 | 0.0061918 | 937.0538 | 0.09063 | 937.0538 | 0 | 937.0538 | 0
| 937.2899 | 0 | 937.2899 | 0 | 951.6932 | 0.017691 | 937.2899 | 0.030182 | 937.2899 | 0 | 937.2899 | 0
| 937.5259 | 0 | 937.5259 | 0 | 951.9351 | 0.019504 | 937.5259 | 0.080513 | 937.5259 | 0 | 937.5259 | 0
| 937.7619 | 0 | 937.7619 | 0 | 952.1771 | 0.029234 | 937.7619 | 0.032222 | 937.7619 | 0 | 937.7619 | 0
| 937.9979 | 0 | 937.9979 | 0 | 952.4191 | 0.015037 | 937.9979 | 0.08978 | 937.9979 | 0 | 937.9979 | 0
| 938.234 | 0 | 938.234 | 0 | 952.661 | 0.021273 | 938.234 | 0.042425 | 938.234 | 0 | 938.234 | 0
| 938.47 | 0 | 938.47 | 0 | 952.903 | 0.015037 | 938.47 | 0.0891 | 938.47 | 0 | 938.47 | 0
| 938.7061 | 0 | 938.7061 | 0 | 953.145 | 0.027465 | 938.7061 | 0.039279 | 938.7061 | 0 | 938.7061 | 0
| 938.9421 | 0 | 938.9421 | 0 | 953.387 | 0.0070763 | 938.9421 | 0.095221 | 938.9421 | 0 | 938.9421 | 0
| 939.1782 | 0 | 939.1782 | 0 | 953.629 | 0.016806 | 939.1782 | 0.038684 | 939.1782 | 0 | 939.1782 | 0
| 939.4143 | 0 | 939.4143 | 0 | 953.871 | 0.013268 | 939.4143 | 0.077708 | 939.4143 | 0 | 939.4143 | 0
| 939.6504 | 0 | 939.6504 | 0 | 954.113 | 0.017735 | 939.6504 | 0.04557 | 939.6504 | 0 | 939.6504 | 0
| 939.8865 | 0 | 939.8865 | 0 | 954.355 | 0.015037 | 939.8865 | 0.099302 | 939.8865 | 0 | 939.8865 | 0
| 940.1226 | 0 | 940.1226 | 0 | 954.597 | 0.02658 | 940.1226 | 0.034688 | 940.1226 | 0 | 940.1226 | 0
| 940.3587 | 0 | 940.3587 | 0 | 954.8391 | 0.015922 | 940.3587 | 0.10695 | 940.3587 | 0 | 940.3587 | 0
| 940.5948 | 0 | 940.5948 | 0 | 955.0811 | 0.017691 | 940.5948 | 0.045145 | 940.5948 | 0 | 940.5948 | 0
| 940.8309 | 0 | 940.8309 | 0 | 955.3231 | 0.020389 | 940.8309 | 0.10049 | 940.8309 | 0 | 940.8309 | 0
| 941.067 | 0 | 941.067 | 0 | 955.5652 | 0.023927 | 941.067 | 0.048546 | 941.067 | 0 | 941.067 | 0
| 941.3032 | 0 | 941.3032 | 0 | 955.8072 | 0.012384 | 941.3032 | 0.098112 | 941.3032 | 0 | 941.3032 | 0
| 941.5393 | 0 | 941.5393 | 0 | 956.0493 | 0.022158 | 941.5393 | 0.042765 | 941.5393 | 0 | 941.5393 | 0
| 941.7755 | 0 | 941.7755 | 0 | 956.2913 | 0.013268 | 941.7754 | 0.10117 | 941.7755 | 0 | 941.7755 | 0
| 942.0116 | 0 | 942.0116 | 0 | 956.5334 | 0.024811 | 942.0116 | 0.04404 | 942.0116 | 0 | 942.0116 | 0
| 942.2477 | 0 | 942.2477 | 0 | 956.7755 | 0.015922 | 942.2477 | 0.10593 | 942.2477 | 0 | 942.2477 | 0
| 942.4839 | 0 | 942.4839 | 0 | 957.0175 | 0.025696 | 942.4839 | 0.051097 | 942.4839 | 0 | 942.4839 | 0
| 942.72 | 0 | 942.72 | 0 | 957.2596 | 0.016806 | 942.72 | 0.10755 | 942.72 | 0 | 942.72 | 0
| 942.9562 | 0 | 942.9562 | 0 | 957.5017 | 0.019504 | 942.9562 | 0.038854 | 942.9562 | 0 | 942.9562 | 0
| 943.1924 | 0 | 943.1924 | 0 | 957.7438 | 0.0088454 | 943.1924 | 0.10831 | 943.1924 | 0 | 943.1924 | 0
| 943.4286 | 0 | 943.4286 | 0 | 957.9859 | 0.021273 | 943.4286 | 0.046591 | 943.4286 | 0 | 943.4286 | 0
| 943.6648 | 0 | 943.6648 | 0 | 958.228 | 0.016806 | 943.6648 | 0.11214 | 943.6648 | 0 | 943.6648 | 0
| 943.901 | 0 | 943.901 | 0 | 958.4701 | 0.020389 | 943.901 | 0.037068 | 943.901 | 0 | 943.901 | 0
| 944.1371 | 0 | 944.1371 | 0 | 958.7122 | 0.015922 | 944.1372 | 0.11605 | 944.1371 | 0 | 944.1371 | 0
| 944.3734 | 0 | 944.3734 | 0 | 958.9543 | 0.021273 | 944.3733 | 0.059343 | 944.3734 | 0 | 944.3734 | 0
| 944.6096 | 0 | 944.6096 | 0 | 959.1964 | 0.017735 | 944.6096 | 0.12158 | 944.6096 | 0 | 944.6096 | 0
| 944.8458 | 0 | 944.8458 | 0 | 959.4386 | 0.02658 | 944.8458 | 0.047441 | 944.8458 | 0 | 944.8458 | 0
| 945.082 | 0 | 945.082 | 0 | 959.6807 | 0.023927 | 945.082 | 0.11665 | 945.082 | 0 | 945.082 | 0
| 945.3182 | 0 | 945.3182 | 0 | 959.9228 | 0.019504 | 945.3182 | 0.054582 | 945.3182 | 0 | 945.3182 | 0
| 945.5545 | 0 | 945.5545 | 0 | 960.165 | 0.028349 | 945.5545 | 0.1175 | 945.5545 | 0 | 945.5545 | 0
| 945.7908 | 0 | 945.7908 | 0 | 960.4071 | 0.023927 | 945.7908 | 0.037068 | 945.7908 | 0 | 945.7908 | 0
| 946.027 | 0 | 946.027 | 0 | 960.6493 | 0.020389 | 946.027 | 0.10687 | 946.027 | 0 | 946.027 | 0
| 946.2632 | 0 | 946.2632 | 0 | 960.8914 | 0.023927 | 946.2632 | 0.057898 | 946.2632 | 0 | 946.2632 | 0
| 946.4995 | 0 | 946.4995 | 0 | 961.1336 | 0.025696 | 946.4995 | 0.12702 | 946.4995 | 0 | 946.4995 | 0
| 946.7358 | 0 | 946.7358 | 0 | 961.3758 | 0.029234 | 946.7358 | 0.056963 | 946.7358 | 0 | 946.7358 | 0
| 946.972 | 0 | 946.972 | 0 | 961.618 | 0.015037 | 946.972 | 0.126 | 946.972 | 0 | 946.972 | 0
| 947.2083 | 0 | 947.2083 | 0 | 961.8601 | 0.014153 | 947.2083 | 0.041404 | 947.2083 | 0 | 947.2083 | 0
| 947.4446 | 0 | 947.4446 | 0 | 962.1023 | 0.015037 | 947.4446 | 0.10797 | 947.4446 | 0 | 947.4446 | 0
| 947.6809 | 0 | 947.6809 | 0 | 962.3445 | 0.019504 | 947.6809 | 0.04285 | 947.6809 | 0 | 947.6809 | 0
| 947.9172 | 0 | 947.9172 | 0 | 962.5867 | 0.022158 | 947.9172 | 0.1141 | 947.9172 | 0 | 947.9172 | 0
| 948.1535 | 0 | 948.1535 | 0 | 962.8289 | 0.024811 | 948.1535 | 0.036218 | 948.1535 | 0 | 948.1535 | 0
| 948.3898 | 0 | 948.3898 | 0 | 963.0711 | 0.016806 | 948.3898 | 0.11503 | 948.3898 | 0 | 948.3898 | 0
| 948.6262 | 0 | 948.6262 | 0 | 963.3133 | 0.01862 | 948.6262 | 0.038259 | 948.6262 | 0 | 948.6262 | 0
| 948.8625 | 0 | 948.8625 | 0 | 963.5556 | 0.013268 | 948.8625 | 0.13263 | 948.8625 | 0 | 948.8625 | 0
| 949.0988 | 0 | 949.0988 | 0 | 963.7978 | 0.016806 | 949.0988 | 0.047781 | 949.0988 | 0 | 949.0988 | 0
| 949.3351 | 0 | 949.3351 | 0 | 964.04 | 0.024811 | 949.3351 | 0.11869 | 949.3351 | 0 | 949.3351 | 0
| 949.5715 | 0 | 949.5715 | 0 | 964.2822 | 0.02658 | 949.5715 | 0.054922 | 949.5715 | 0 | 949.5715 | 0
| 949.8078 | 0 | 949.8078 | 0 | 964.5245 | 0.021273 | 949.8078 | 0.12557 | 949.8078 | 0 | 949.8078 | 0
| 950.0441 | 0 | 950.0441 | 0 | 964.7667 | 0.028349 | 950.0441 | 0.061894 | 950.0441 | 0 | 950.0441 | 0
| 950.2805 | 0 | 950.2805 | 0 | 965.009 | 0.028349 | 950.2805 | 0.12472 | 950.2805 | 0 | 950.2805 | 0
| 950.5169 | 0 | 950.5169 | 0 | 965.2512 | 0.022158 | 950.5169 | 0.059258 | 950.5169 | 0 | 950.5169 | 0
| 950.7532 | 0 | 950.7532 | 0 | 965.4935 | 0.022158 | 950.7532 | 0.10967 | 950.7532 | 0 | 950.7532 | 0
| 950.9896 | 0 | 950.9896 | 0 | 965.7358 | 0.02658 | 950.9896 | 0.040384 | 950.9896 | 0 | 950.9896 | 0
| 951.226 | 0 | 951.226 | 0 | 965.978 | 0.024811 | 951.226 | 0.11818 | 951.226 | 0 | 951.226 | 0
| 951.4624 | 0 | 951.4624 | 0 | 966.2203 | 0.028349 | 951.4624 | 0.044125 | 951.4624 | 0 | 951.4624 | 0
| 951.6988 | 0 | 951.6988 | 0 | 966.4626 | 0.017735 | 951.6988 | 0.12056 | 951.6988 | 0 | 951.6988 | 0
| 951.9352 | 0 | 951.9352 | 0 | 966.7049 | 0.013268 | 951.9352 | 0.050586 | 951.9352 | 0 | 951.9352 | 0
| 952.1716 | 0 | 952.1716 | 0 | 966.9472 | 0.015922 | 952.1716 | 0.1209 | 952.1716 | 0 | 952.1716 | 0
| 952.408 | 0 | 952.408 | 0 | 967.1895 | 0.023927 | 952.408 | 0.033583 | 952.408 | 0 | 952.408 | 0
| 952.6444 | 0 | 952.6444 | 0 | 967.4318 | 0.028349 | 952.6444 | 0.10041 | 952.6444 | 0 | 952.6444 | 0
| 952.8809 | 0 | 952.8809 | 0 | 967.6741 | 0.021273 | 952.8809 | 0.052117 | 952.8809 | 0 | 952.8809 | 0
| 953.1172 | 0 | 953.1172 | 0 | 967.9164 | 0.020389 | 953.1173 | 0.12523 | 953.1172 | 0 | 953.1172 | 0
| 953.3537 | 0 | 953.3537 | 0 | 968.1587 | 0.02658 | 953.3537 | 0.046931 | 953.3537 | 0 | 953.3537 | 0
| 953.5901 | 0 | 953.5901 | 0 | 968.401 | 0.030119 | 953.5901 | 0.11937 | 953.5901 | 0 | 953.5901 | 0
| 953.8266 | 0 | 953.8266 | 0 | 968.6434 | 0.022158 | 953.8266 | 0.047611 | 953.8266 | 0 | 953.8266 | 0
| 954.063 | 0 | 954.063 | 0 | 968.8857 | 0.015922 | 954.063 | 0.11733 | 954.063 | 0 | 954.063 | 0
| 954.2995 | 0 | 954.2995 | 0 | 969.128 | 0.015037 | 954.2995 | 0.051522 | 954.2995 | 0 | 954.2995 | 0
| 954.536 | 0 | 954.536 | 0 | 969.3704 | 0.023042 | 954.536 | 0.11962 | 954.536 | 0 | 954.536 | 0
| 954.7725 | 0 | 954.7725 | 0 | 969.6127 | 0.023042 | 954.7725 | 0.051352 | 954.7725 | 0 | 954.7725 | 0
| 955.0089 | 0 | 955.0089 | 0 | 969.8551 | 0.021273 | 955.0089 | 0.12209 | 955.0089 | 0 | 955.0089 | 0
| 955.2454 | 0 | 955.2454 | 0 | 970.0974 | 0.019504 | 955.2454 | 0.034858 | 955.2454 | 0 | 955.2454 | 0
| 955.4819 | 0 | 955.4819 | 0 | 970.3398 | 0.023042 | 955.4819 | 0.12285 | 955.4819 | 0 | 955.4819 | 0
| 955.7184 | 0 | 955.7184 | 0 | 970.5822 | 0.027465 | 955.7184 | 0.058323 | 955.7184 | 0 | 955.7184 | 0
| 955.9549 | 0 | 955.9549 | 0 | 970.8246 | 0.024811 | 955.9549 | 0.10228 | 955.9549 | 0 | 955.9549 | 0
| 956.1914 | 0 | 956.1914 | 0 | 971.0669 | 0.013268 | 956.1914 | 0.032987 | 956.1914 | 0 | 956.1914 | 0
| 956.4279 | 0 | 956.4279 | 0 | 971.3093 | 0.023042 | 956.4279 | 0.12396 | 956.4279 | 0 | 956.4279 | 0
| 956.6644 | 0 | 956.6644 | 0 | 971.5517 | 0.029234 | 956.6644 | 0.064189 | 956.6644 | 0 | 956.6644 | 0
| 956.9009 | 0 | 956.9009 | 0 | 971.7941 | 0.025696 | 956.9009 | 0.11928 | 956.9009 | 0 | 956.9009 | 0
| 957.1375 | 0 | 957.1375 | 0 | 972.0365 | 0.022158 | 957.1375 | 0.049141 | 957.1375 | 0 | 957.1375 | 0
| 957.374 | 0 | 957.374 | 0 | 972.2789 | 0.022158 | 957.374 | 0.10984 | 957.374 | 0 | 957.374 | 0
| 957.6106 | 0 | 957.6106 | 0 | 972.5213 | 0.023042 | 957.6106 | 0.031797 | 957.6106 | 0 | 957.6106 | 0
| 957.8471 | 0 | 957.8471 | 0 | 972.7637 | 0.02658 | 957.8471 | 0.12489 | 957.8471 | 0 | 957.8471 | 0
| 958.0837 | 0 | 958.0837 | 0 | 973.0062 | 0.01862 | 958.0837 | 0.050756 | 958.0837 | 0 | 958.0837 | 0
| 958.3203 | 0 | 958.3203 | 0 | 973.2486 | 0.017735 | 958.3202 | 0.1237 | 958.3203 | 0 | 958.3203 | 0
| 958.5568 | 0 | 958.5568 | 0 | 973.491 | 0.021273 | 958.5568 | 0.060704 | 958.5568 | 0 | 958.5568 | 0
| 958.7934 | 0 | 958.7934 | 0 | 973.7335 | 0.016806 | 958.7934 | 0.12974 | 958.7934 | 0 | 958.7934 | 0
| 959.03 | 0 | 959.03 | 0 | 973.9759 | 0.015037 | 959.03 | 0.04285 | 959.03 | 0 | 959.03 | 0
| 959.2665 | 0 | 959.2665 | 0 | 974.2183 | 0.017691 | 959.2665 | 0.12353 | 959.2665 | 0 | 959.2665 | 0
| 959.5031 | 0 | 959.5031 | 0 | 974.4608 | 0.021273 | 959.5031 | 0.062404 | 959.5031 | 0 | 959.5031 | 0
| 959.7397 | 0 | 959.7397 | 0 | 974.7033 | 0.023927 | 959.7397 | 0.13442 | 959.7397 | 0 | 959.7397 | 0
| 959.9763 | 0 | 959.9763 | 0 | 974.9457 | 0.016806 | 959.9763 | 0.037578 | 959.9763 | 0 | 959.9763 | 0
| 960.213 | 0 | 960.213 | 0 | 975.1882 | 0.027465 | 960.2129 | 0.11044 | 960.213 | 0 | 960.213 | 0
| 960.4496 | 0 | 960.4496 | 0 | 975.4307 | 0.031003 | 960.4496 | 0.04438 | 960.4496 | 0 | 960.4496 | 0
| 960.6862 | 0 | 960.6862 | 0 | 975.6731 | 0.032772 | 960.6862 | 0.12761 | 960.6862 | 0 | 960.6862 | 0
| 960.9228 | 0 | 960.9228 | 0 | 975.9156 | 0.01862 | 960.9228 | 0.038174 | 960.9228 | 0 | 960.9228 | 0
| 961.1594 | 0 | 961.1594 | 0 | 976.1581 | 0.02658 | 961.1594 | 0.12166 | 961.1594 | 0 | 961.1594 | 0
| 961.3961 | 0 | 961.3961 | 0 | 976.4006 | 0.022158 | 961.3961 | 0.032052 | 961.3961 | 0 | 961.3961 | 0
| 961.6327 | 0 | 961.6327 | 0 | 976.6431 | 0.020389 | 961.6327 | 0.12812 | 961.6327 | 0 | 961.6327 | 0
| 961.8694 | 0 | 961.8694 | 0 | 976.8856 | 0.019504 | 961.8694 | 0.049311 | 961.8694 | 0 | 961.8694 | 0
| 962.106 | 0 | 962.106 | 0 | 977.1281 | 0.033657 | 962.106 | 0.12693 | 962.106 | 0 | 962.106 | 0
| 962.3427 | 0 | 962.3427 | 0 | 977.3706 | 0.032772 | 962.3427 | 0.063679 | 962.3427 | 0 | 962.3427 | 0
| 962.5793 | 0 | 962.5793 | 0 | 977.6132 | 0.037195 | 962.5793 | 0.11384 | 962.5793 | 0 | 962.5793 | 0
| 962.816 | 0 | 962.816 | 0 | 977.8557 | 0.0079608 | 962.816 | 0.04251 | 962.816 | 0 | 962.816 | 0
| 963.0527 | 0 | 963.0527 | 0 | 978.0982 | 0.016806 | 963.0527 | 0.13323 | 963.0527 | 0 | 963.0527 | 0
| 963.2894 | 0 | 963.2894 | 0 | 978.3407 | 0.015922 | 963.2894 | 0.051607 | 963.2894 | 0 | 963.2894 | 0
| 963.5261 | 0 | 963.5261 | 0 | 978.5833 | 0.016806 | 963.5261 | 0.13263 | 963.5261 | 0 | 963.5261 | 0
| 963.7628 | 0 | 963.7628 | 0 | 978.8258 | 0.023042 | 963.7628 | 0.064274 | 963.7628 | 0 | 963.7628 | 0
| 963.9995 | 0 | 963.9995 | 0 | 979.0684 | 0.031003 | 963.9995 | 0.12209 | 963.9995 | 0 | 963.9995 | 0
| 964.2362 | 0 | 964.2362 | 0 | 979.3109 | 0.023042 | 964.2362 | 0.057983 | 964.2362 | 0 | 964.2362 | 0
| 964.4729 | 0 | 964.4729 | 0 | 979.5535 | 0.042502 | 964.4729 | 0.1101 | 964.4729 | 0 | 964.4729 | 0
| 964.7096 | 0 | 964.7096 | 0 | 979.796 | 0.024811 | 964.7096 | 0.056113 | 964.7096 | 0 | 964.7096 | 0
| 964.9464 | 0 | 964.9464 | 0 | 980.0386 | 0.024811 | 964.9464 | 0.11826 | 964.9464 | 0 | 964.9464 | 0
| 965.183 | 0 | 965.183 | 0 | 980.2812 | 0.015037 | 965.183 | 0.048121 | 965.183 | 0 | 965.183 | 0
| 965.4198 | 0 | 965.4198 | 0 | 980.5238 | 0.015922 | 965.4198 | 0.13357 | 965.4198 | 0 | 965.4198 | 0
| 965.6566 | 0 | 965.6566 | 0 | 980.7663 | 0.012384 | 965.6566 | 0.040214 | 965.6566 | 0 | 965.6566 | 0
| 965.8933 | 0 | 965.8933 | 0 | 981.0089 | 0.021273 | 965.8933 | 0.12277 | 965.8933 | 0 | 965.8933 | 0
| 966.1301 | 0 | 966.1301 | 0 | 981.2515 | 0.024811 | 966.1301 | 0.038004 | 966.1301 | 0 | 966.1301 | 0
| 966.3668 | 0 | 966.3668 | 0 | 981.4941 | 0.023927 | 966.3668 | 0.14538 | 966.3668 | 0 | 966.3668 | 0
| 966.6036 | 0 | 966.6036 | 0 | 981.7367 | 0.0097299 | 966.6036 | 0.069546 | 966.6036 | 0 | 966.6036 | 0
| 966.8403 | 0 | 966.8403 | 0 | 981.9793 | 0.027465 | 966.8403 | 0.12217 | 966.8403 | 0 | 966.8403 | 0
| 967.0771 | 0 | 967.0771 | 0 | 982.222 | 0.025696 | 967.0771 | 0.04336 | 967.0771 | 0 | 967.0771 | 0
| 967.3139 | 0 | 967.3139 | 0 | 982.4646 | 0.032772 | 967.3139 | 0.13067 | 967.3139 | 0 | 967.3139 | 0
| 967.5507 | 0 | 967.5507 | 0 | 982.7072 | 0.023042 | 967.5507 | 0.037834 | 967.5507 | 0 | 967.5507 | 0
| 967.7875 | 0 | 967.7875 | 0 | 982.9498 | 0.050463 | 967.7875 | 0.12719 | 967.7875 | 0 | 967.7875 | 0
| 968.0243 | 0 | 968.0243 | 0 | 983.1925 | 0.023042 | 968.0243 | 0.055262 | 968.0243 | 0 | 968.0243 | 0
| 968.2611 | 0 | 968.2611 | 0 | 983.4351 | 0.020389 | 968.2611 | 0.14411 | 968.2611 | 0 | 968.2611 | 0
| 968.4979 | 0 | 968.4979 | 0 | 983.6777 | 0.023927 | 968.4979 | 0.069121 | 968.4979 | 0 | 968.4979 | 0
| 968.7347 | 0 | 968.7347 | 0 | 983.9204 | 0.034541 | 968.7347 | 0.13841 | 968.7347 | 0 | 968.7347 | 0
| 968.9716 | 0 | 968.9716 | 0 | 984.1631 | 0.015922 | 968.9716 | 0.050926 | 968.9716 | 0 | 968.9716 | 0
| 969.2084 | 0 | 969.2084 | 0 | 984.4057 | 0.012384 | 969.2084 | 0.13867 | 969.2084 | 0 | 969.2084 | 0
| 969.4453 | 0 | 969.4453 | 0 | 984.6484 | 0.020389 | 969.4452 | 0.062489 | 969.4453 | 0 | 969.4453 | 0
| 969.6821 | 0 | 969.6821 | 0 | 984.891 | 0.035426 | 969.6821 | 0.14411 | 969.6821 | 0 | 969.6821 | 0
| 969.9189 | 0 | 969.9189 | 0 | 985.1337 | 0.019504 | 969.9189 | 0.041829 | 969.9189 | 0 | 969.9189 | 0
| 970.1558 | 0 | 970.1558 | 0 | 985.3764 | 0.024811 | 970.1558 | 0.13535 | 970.1558 | 0 | 970.1558 | 0
| 970.3926 | 0 | 970.3926 | 0 | 985.6191 | 0.030119 | 970.3926 | 0.069971 | 970.3926 | 0 | 970.3926 | 0
| 970.6295 | 0 | 970.6295 | 0 | 985.8618 | 0.040733 | 970.6295 | 0.14122 | 970.6295 | 0 | 970.6295 | 0
| 970.8664 | 0 | 970.8664 | 0 | 986.1045 | 0.019504 | 970.8664 | 0.064104 | 970.8664 | 0 | 970.8664 | 0
| 971.1033 | 0 | 971.1033 | 0 | 986.3472 | 0.032772 | 971.1033 | 0.13986 | 971.1033 | 0 | 971.1033 | 0
| 971.3401 | 0 | 971.3401 | 0 | 986.5899 | 0.025696 | 971.3401 | 0.062744 | 971.3401 | 0 | 971.3401 | 0
| 971.577 | 0 | 971.577 | 0 | 986.8326 | 0.035426 | 971.577 | 0.14751 | 971.577 | 0 | 971.577 | 0
| 971.8139 | 0 | 971.8139 | 0 | 987.0753 | 0.033657 | 971.8139 | 0.06589 | 971.8139 | 0 | 971.8139 | 0
| 972.0508 | 0 | 972.0508 | 0 | 987.318 | 0.037195 | 972.0508 | 0.15788 | 972.0508 | 0 | 972.0508 | 0
| 972.2877 | 0 | 972.2877 | 0 | 987.5607 | 0.038079 | 972.2877 | 0.050331 | 972.2877 | 0 | 972.2877 | 0
| 972.5247 | 0 | 972.5247 | 0 | 987.8035 | 0.049578 | 972.5247 | 0.14241 | 972.5247 | 0 | 972.5247 | 0
| 972.7615 | 0 | 972.7615 | 0 | 988.0462 | 0.023042 | 972.7615 | 0.063849 | 972.7615 | 0 | 972.7615 | 0
| 972.9985 | 0 | 972.9985 | 0 | 988.2889 | 0.025696 | 972.9985 | 0.13739 | 972.9985 | 0 | 972.9985 | 0
| 973.2354 | 0 | 973.2354 | 0 | 988.5317 | 0.017735 | 973.2354 | 0.060619 | 973.2354 | 0 | 973.2354 | 0
| 973.4724 | 0 | 973.4724 | 0 | 988.7744 | 0.021273 | 973.4724 | 0.13254 | 973.4724 | 0 | 973.4724 | 0
| 973.7093 | 0 | 973.7093 | 0 | 989.0172 | 0.023042 | 973.7093 | 0.049311 | 973.7093 | 0 | 973.7093 | 0
| 973.9462 | 0 | 973.9462 | 0 | 989.2599 | 0.043387 | 973.9462 | 0.1351 | 973.9462 | 0 | 973.9462 | 0
| 974.1832 | 0 | 974.1832 | 0 | 989.5027 | 0.02658 | 974.1832 | 0.077367 | 974.1832 | 0 | 974.1832 | 0
| 974.4202 | 0 | 974.4202 | 0 | 989.7455 | 0.028349 | 974.4202 | 0.15193 | 974.4202 | 0 | 974.4202 | 0
| 974.6571 | 0 | 974.6571 | 0 | 989.9882 | 0.024811 | 974.6571 | 0.04353 | 974.6571 | 0 | 974.6571 | 0
| 974.8941 | 0 | 974.8941 | 0 | 990.231 | 0.023042 | 974.8941 | 0.15303 | 974.8941 | 0 | 974.8941 | 0
| 975.131 | 0 | 975.131 | 0 | 990.4738 | 0.017691 | 975.131 | 0.066655 | 975.131 | 0 | 975.131 | 0
| 975.368 | 0 | 975.368 | 0 | 990.7166 | 0.028349 | 975.368 | 0.14615 | 975.368 | 0 | 975.368 | 0
| 975.605 | 0 | 975.605 | 0 | 990.9594 | 0.024811 | 975.605 | 0.070991 | 975.605 | 0 | 975.605 | 0
| 975.842 | 0 | 975.842 | 0 | 991.2022 | 0.029234 | 975.842 | 0.14802 | 975.842 | 0 | 975.842 | 0
| 976.079 | 0 | 976.079 | 0 | 991.445 | 0.012384 | 976.079 | 0.065975 | 976.079 | 0 | 976.079 | 0
| 976.316 | 0 | 976.316 | 0 | 991.6878 | 0.030119 | 976.316 | 0.15227 | 976.316 | 0 | 976.316 | 0
| 976.553 | 0 | 976.553 | 0 | 991.9306 | 0.032772 | 976.553 | 0.051437 | 976.553 | 0 | 976.553 | 0
| 976.79 | 0 | 976.79 | 0 | 992.1734 | 0.041618 | 976.79 | 0.15933 | 976.79 | 0 | 976.79 | 0
| 977.027 | 0 | 977.027 | 0 | 992.4162 | 0.020389 | 977.027 | 0.057558 | 977.027 | 0 | 977.027 | 0
| 977.2641 | 0 | 977.2641 | 0 | 992.659 | 0.051347 | 977.2641 | 0.15482 | 977.2641 | 0 | 977.2641 | 0
| 977.5011 | 0 | 977.5011 | 0 | 992.9019 | 0.01862 | 977.5011 | 0.058153 | 977.5011 | 0 | 977.5011 | 0
| 977.7382 | 0 | 977.7382 | 0 | 993.1447 | 0.030119 | 977.7382 | 0.14912 | 977.7382 | 0 | 977.7382 | 0
| 977.9752 | 0 | 977.9752 | 0 | 993.3875 | 0.024811 | 977.9752 | 0.076772 | 977.9752 | 0 | 977.9752 | 0
| 978.2123 | 0 | 978.2123 | 0 | 993.6304 | 0.032772 | 978.2123 | 0.15074 | 978.2123 | 0 | 978.2123 | 0
| 978.4493 | 0 | 978.4493 | 0 | 993.8732 | 0.017691 | 978.4493 | 0.062234 | 978.4493 | 0 | 978.4493 | 0
| 978.6863 | 0 | 978.6863 | 0 | 994.1161 | 0.048694 | 978.6863 | 0.16375 | 978.6863 | 0 | 978.6863 | 0
| 978.9235 | 0 | 978.9235 | 0 | 994.359 | 0.024811 | 978.9235 | 0.075497 | 978.9235 | 0 | 978.9235 | 0
| 979.1605 | 0 | 979.1605 | 0 | 994.6018 | 0.023042 | 979.1605 | 0.15176 | 979.1605 | 0 | 979.1605 | 0
| 979.3976 | 0 | 979.3976 | 0 | 994.8447 | 0.023042 | 979.3976 | 0.049991 | 979.3976 | 0 | 979.3976 | 0
| 979.6346 | 0 | 979.6346 | 0 | 995.0875 | 0.03631 | 979.6346 | 0.17743 | 979.6346 | 0 | 979.6346 | 0
| 979.8718 | 0 | 979.8718 | 0 | 995.3304 | 0.029234 | 979.8718 | 0.071161 | 979.8718 | 0 | 979.8718 | 0
| 980.1088 | 0 | 980.1088 | 0 | 995.5733 | 0.038964 | 980.1088 | 0.1521 | 980.1088 | 0 | 980.1088 | 0
| 980.3459 | 0 | 980.3459 | 0 | 995.8162 | 0.025696 | 980.346 | 0.062234 | 980.3459 | 0 | 980.3459 | 0
| 980.5831 | 0 | 980.5831 | 0 | 996.0591 | 0.050463 | 980.5831 | 0.16035 | 980.5831 | 0 | 980.5831 | 0
| 980.8202 | 0 | 980.8202 | 0 | 996.302 | 0.010614 | 980.8202 | 0.058493 | 980.8202 | 0 | 980.8202 | 0
| 981.0573 | 0 | 981.0573 | 0 | 996.5449 | 0.039848 | 981.0573 | 0.1464 | 981.0573 | 0 | 981.0573 | 0
| 981.2944 | 0 | 981.2944 | 0 | 996.7878 | 0.029234 | 981.2944 | 0.061469 | 981.2944 | 0 | 981.2944 | 0
| 981.5316 | 0 | 981.5316 | 0 | 997.0307 | 0.042502 | 981.5316 | 0.14402 | 981.5316 | 0 | 981.5316 | 0
| 981.7687 | 0 | 981.7687 | 0 | 997.2736 | 0.034541 | 981.7687 | 0.06521 | 981.7687 | 0 | 981.7687 | 0
| 982.0058 | 0 | 982.0058 | 0 | 997.5166 | 0.029234 | 982.0058 | 0.16587 | 982.0058 | 0 | 982.0058 | 0
| 982.243 | 0 | 982.243 | 0 | 997.7595 | 0.024811 | 982.243 | 0.071416 | 982.243 | 0 | 982.243 | 0
| 982.4801 | 0 | 982.4801 | 0 | 998.0024 | 0.044271 | 982.4801 | 0.1799 | 982.4801 | 0 | 982.4801 | 0
| 982.7173 | 0 | 982.7173 | 0 | 998.2453 | 0.046925 | 982.7173 | 0.054327 | 982.7173 | 0 | 982.7173 | 0
| 982.9545 | 0 | 982.9545 | 0 | 998.4883 | 0.02658 | 982.9545 | 0.16919 | 982.9545 | 0 | 982.9545 | 0
| 983.1916 | 0 | 983.1916 | 0 | 998.7312 | 0.053117 | 983.1916 | 0.059853 | 983.1916 | 0 | 983.1916 | 0
| 983.4288 | 0 | 983.4288 | 0 | 998.9742 | 0.037195 | 983.4288 | 0.1816 | 983.4288 | 0 | 983.4288 | 0
| 983.666 | 0 | 983.666 | 0 | 999.2171 | 0.037195 | 983.6659 | 0.095051 | 983.666 | 0 | 983.666 | 0
| 983.9031 | 0 | 983.9031 | 0 | 999.4601 | 0.037195 | 983.9031 | 0.1873 | 983.9031 | 0 | 983.9031 | 0
| 984.1403 | 0 | 984.1403 | 0 | 999.703 | 0.039848 | 984.1403 | 0.072351 | 984.1403 | 0 | 984.1403 | 0
| 984.3776 | 0 | 984.3776 | 0 | 999.946 | 0.017735 | 984.3776 | 0.18067 | 984.3776 | 0 | 984.3776 | 0
| 984.6147 | 0 | 984.6147 | 0 | 1000.189 | 0.04604 | 984.6147 | 0.066145 | 984.6147 | 0 | 984.6147 | 0
| 984.8519 | 0 | 984.8519 | 0 | 1000.432 | 0.024811 | 984.8519 | 0.17361 | 984.8519 | 0 | 984.8519 | 0
| 985.0892 | 0 | 985.0892 | 0 | 1000.6749 | 0.069082 | 985.0892 | 0.074987 | 985.0892 | 0 | 985.0892 | 0
| 985.3264 | 0 | 985.3264 | 0 | 1000.9179 | 0.01862 | 985.3264 | 0.19376 | 985.3264 | 0 | 985.3264 | 0
| 985.5636 | 0 | 985.5636 | 0 | 1001.1609 | 0.053117 | 985.5636 | 0.085699 | 985.5636 | 0 | 985.5636 | 0
| 985.8008 | 0 | 985.8008 | 0 | 1001.4039 | 0.031888 | 985.8008 | 0.19265 | 985.8008 | 0 | 985.8008 | 0
| 986.0381 | 0 | 986.0381 | 0 | 1001.6469 | 0.067313 | 986.0381 | 0.06589 | 986.0381 | 0 | 986.0381 | 0
| 986.2753 | 0 | 986.2753 | 0 | 1001.8899 | 0.024811 | 986.2753 | 0.18908 | 986.2753 | 0 | 986.2753 | 0
| 986.5126 | 0 | 986.5126 | 0 | 1002.1329 | 0.049578 | 986.5126 | 0.072691 | 986.5126 | 0 | 986.5126 | 0
| 986.7498 | 0 | 986.7498 | 0 | 1002.3759 | 0.033657 | 986.7498 | 0.18211 | 986.7498 | 0 | 986.7498 | 0
| 986.9871 | 0 | 986.9871 | 0 | 1002.619 | 0.047809 | 986.9871 | 0.075667 | 986.9871 | 0 | 986.9871 | 0
| 987.2244 | 0 | 987.2244 | 0 | 1002.862 | 0.017691 | 987.2244 | 0.19495 | 987.2244 | 0 | 987.2244 | 0
| 987.4616 | 0 | 987.4616 | 0 | 1003.105 | 0.045156 | 987.4616 | 0.085189 | 987.4616 | 0 | 987.4616 | 0
| 987.6989 | 0 | 987.6989 | 0 | 1003.348 | 0.048694 | 987.6989 | 0.1884 | 987.6989 | 0 | 987.6989 | 0
| 987.9362 | 0 | 987.9362 | 0 | 1003.5911 | 0.045156 | 987.9362 | 0.080513 | 987.9362 | 0 | 987.9362 | 0
| 988.1735 | 0 | 988.1735 | 0 | 1003.8341 | 0 | 988.1735 | 0.17871 | 988.1735 | 0 | 988.1735 | 0
| 988.4108 | 0 | 988.4108 | 0 | 1004.0772 | 0 | 988.4108 | 0.0874 | 988.4108 | 0 | 988.4108 | 0
| 988.6481 | 0 | 988.6481 | 0 | 1004.3202 | 0 | 988.6481 | 0.086124 | 988.6481 | 0 | 988.6481 | 0
| 988.8854 | 0 | 988.8854 | 0 | 1004.5633 | 0 | 988.8854 | 0.21034 | 988.8854 | 0 | 988.8854 | 0
| 989.1227 | 0 | 989.1227 | 0 | 1004.8063 | 0 | 989.1227 | 0.081363 | 989.1227 | 0 | 989.1227 | 0
| 989.36 | 0 | 989.36 | 0 | 1005.0494 | 0 | 989.36 | 0.20022 | 989.36 | 0 | 989.36 | 0
| 989.5973 | 0 | 989.5973 | 0 | 1005.2925 | 0 | 989.5973 | 0.080088 | 989.5973 | 0 | 989.5973 | 0
| 989.8347 | 0 | 989.8347 | 0 | 1005.5356 | 0 | 989.8347 | 0.18866 | 989.8347 | 0 | 989.8347 | 0
| 990.072 | 0 | 990.072 | 0 | 1005.7786 | 0 | 990.072 | 0.10364 | 990.072 | 0 | 990.072 | 0
| 990.3093 | 0 | 990.3093 | 0 | 1006.0217 | 0 | 990.3093 | 0.19061 | 990.3093 | 0 | 990.3093 | 0
| 990.5466 | 0 | 990.5466 | 0 | 1006.2648 | 0 | 990.5466 | 0.089355 | 990.5466 | 0 | 990.5466 | 0
| 990.784 | 0 | 990.784 | 0 | 1006.5079 | 0 | 990.784 | 0.18543 | 990.784 | 0 | 990.784 | 0
| 991.0214 | 0 | 991.0214 | 0 | 1006.751 | 0 | 991.0214 | 0.074307 | 991.0214 | 0 | 991.0214 | 0
| 991.2587 | 0 | 991.2587 | 0 | 1006.9941 | 0 | 991.2587 | 0.19563 | 991.2587 | 0 | 991.2587 | 0
| 991.4961 | 0 | 991.4961 | 0 | 1007.2372 | 0 | 991.4961 | 0.076942 | 991.4961 | 0 | 991.4961 | 0
| 991.7335 | 0 | 991.7335 | 0 | 1007.4803 | 0 | 991.7335 | 0.19818 | 991.7335 | 0 | 991.7335 | 0
| 991.9708 | 0 | 991.9708 | 0 | 1007.7234 | 0 | 991.9708 | 0.097262 | 991.9708 | 0 | 991.9708 | 0
| 992.2082 | 0 | 992.2082 | 0 | 1007.9666 | 0 | 992.2082 | 0.2145 | 992.2082 | 0 | 992.2082 | 0
| 992.4456 | 0 | 992.4456 | 0 | 1008.2097 | 0 | 992.4456 | 0.092926 | 992.4456 | 0 | 992.4456 | 0
| 992.683 | 0 | 992.683 | 0 | 1008.4528 | 0 | 992.683 | 0.21476 | 992.683 | 0 | 992.683 | 0
| 992.9204 | 0 | 992.9204 | 0 | 1008.696 | 0 | 992.9204 | 0.081448 | 992.9204 | 0 | 992.9204 | 0
| 993.1578 | 0 | 993.1578 | 0 | 1008.9391 | 0 | 993.1578 | 0.22181 | 993.1578 | 0 | 993.1578 | 0
| 993.3952 | 0 | 993.3952 | 0 | 1009.1822 | 0 | 993.3952 | 0.070566 | 993.3952 | 0 | 993.3952 | 0
| 993.6326 | 0 | 993.6326 | 0 | 1009.4254 | 0 | 993.6326 | 0.23261 | 993.6326 | 0 | 993.6326 | 0
| 993.8701 | 0 | 993.8701 | 0 | 1009.6685 | 0 | 993.8701 | 0.1118 | 993.8701 | 0 | 993.8701 | 0
| 994.1075 | 0 | 994.1075 | 0 | 1009.9117 | 0 | 994.1075 | 0.22216 | 994.1075 | 0 | 994.1075 | 0
| 994.3449 | 0 | 994.3449 | 0 | 1010.1549 | 0 | 994.3449 | 0.083829 | 994.3449 | 0 | 994.3449 | 0
| 994.5823 | 0 | 994.5823 | 0 | 1010.398 | 0 | 994.5823 | 0.21739 | 994.5823 | 0 | 994.5823 | 0
| 994.8198 | 0 | 994.8198 | 0 | 1010.6412 | 0 | 994.8198 | 0.10381 | 994.8198 | 0 | 994.8198 | 0
| 995.0573 | 0 | 995.0573 | 0 | 1010.8844 | 0 | 995.0572 | 0.23414 | 995.0573 | 0 | 995.0573 | 0
| 995.2947 | 0 | 995.2947 | 0 | 1011.1275 | 0 | 995.2947 | 0.1152 | 995.2947 | 0 | 995.2947 | 0
| 995.5322 | 0 | 995.5322 | 0 | 1011.3707 | 0 | 995.5322 | 0.18194 | 995.5322 | 0 | 995.5322 | 0
| 995.7696 | 0 | 995.7696 | 0 | 1011.6139 | 0 | 995.7696 | 0.096667 | 995.7696 | 0 | 995.7696 | 0
| 996.0071 | 0 | 996.0071 | 0 | 1011.8571 | 0 | 996.0071 | 0.24834 | 996.0071 | 0 | 996.0071 | 0
| 996.2446 | 0 | 996.2446 | 0 | 1012.1003 | 0 | 996.2446 | 0.10466 | 996.2446 | 0 | 996.2446 | 0
| 996.4821 | 0 | 996.4821 | 0 | 1012.3435 | 0 | 996.4821 | 0.22828 | 996.4821 | 0 | 996.4821 | 0
| 996.7195 | 0 | 996.7195 | 0 | 1012.5867 | 0 | 996.7195 | 0.063424 | 996.7195 | 0 | 996.7195 | 0
| 996.957 | 0 | 996.957 | 0 | 1012.8299 | 0 | 996.957 | 0.23916 | 996.957 | 0 | 996.957 | 0
| 997.1945 | 0 | 997.1945 | 0 | 1013.0731 | 0 | 997.1945 | 0.10032 | 997.1945 | 0 | 997.1945 | 0
| 997.432 | 0 | 997.432 | 0 | 1013.3164 | 0 | 997.432 | 0.24894 | 997.432 | 0 | 997.432 | 0
| 997.6696 | 0 | 997.6696 | 0 | 1013.5596 | 0 | 997.6696 | 0.11546 | 997.6696 | 0 | 997.6696 | 0
| 997.907 | 0 | 997.907 | 0 | 1013.8028 | 0 | 997.907 | 0.2372 | 997.907 | 0 | 997.907 | 0
| 998.1446 | 0 | 998.1446 | 0 | 1014.046 | 0 | 998.1446 | 0.085529 | 998.1446 | 0 | 998.1446 | 0
| 998.3821 | 0 | 998.3821 | 0 | 1014.2893 | 0 | 998.3821 | 0.23406 | 998.3821 | 0 | 998.3821 | 0
| 998.6196 | 0 | 998.6196 | 0 | 1014.5325 | 0 | 998.6196 | 0.10831 | 998.6196 | 0 | 998.6196 | 0
| 998.8572 | 0 | 998.8572 | 0 | 1014.7758 | 0 | 998.8572 | 0.27716 | 998.8572 | 0 | 998.8572 | 0
| 999.0947 | 0 | 999.0947 | 0 | 1015.019 | 0 | 999.0947 | 0.10032 | 999.0947 | 0 | 999.0947 | 0
| 999.3323 | 0 | 999.3323 | 0 | 1015.2623 | 0 | 999.3323 | 0.2537 | 999.3323 | 0 | 999.3323 | 0
| 999.5698 | 0 | 999.5698 | 0 | 1015.5055 | 0 | 999.5698 | 0.093946 | 999.5698 | 0 | 999.5698 | 0
| 999.8074 | 0 | 999.8074 | 0 | 1015.7488 | 0 | 999.8074 | 0.23652 | 999.8074 | 0 | 999.8074 | 0
| 1000.0449 | 0 | 1000.0449 | 0 | 1015.9921 | 0 | 1000.0449 | 0.11801 | 1000.0449 | 0 | 1000.0449 | 0
| 1000.2825 | 0 | 1000.2825 | 0 | 1016.2354 | 0 | 1000.2825 | 0.26296 | 1000.2825 | 0 | 1000.2825 | 0
| 1000.5201 | 0 | 1000.5201 | 0 | 1016.4786 | 0 | 1000.5201 | 0.10032 | 1000.5201 | 0 | 1000.5201 | 0
| 1000.7577 | 0 | 1000.7577 | 0 | 1016.7219 | 0 | 1000.7577 | 0.25735 | 1000.7577 | 0 | 1000.7577 | 0
| 1000.9952 | 0 | 1000.9952 | 0 | 1016.9652 | 0 | 1000.9952 | 0.11733 | 1000.9952 | 0 | 1000.9952 | 0
| 1001.2328 | 0 | 1001.2328 | 0 | 1017.2085 | 0 | 1001.2328 | 0.25183 | 1001.2328 | 0 | 1001.2328 | 0
| 1001.4705 | 0 | 1001.4705 | 0 | 1017.4518 | 0 | 1001.4705 | 0.1294 | 1001.4705 | 0 | 1001.4705 | 0
| 1001.7081 | 0 | 1001.7081 | 0 | 1017.6951 | 0 | 1001.7081 | 0.29366 | 1001.7081 | 0 | 1001.7081 | 0
| 1001.9457 | 0 | 1001.9457 | 0 | 1017.9384 | 0 | 1001.9457 | 0.12022 | 1001.9457 | 0 | 1001.9457 | 0
| 1002.1833 | 0 | 1002.1833 | 0 | 1018.1817 | 0 | 1002.1833 | 0.26101 | 1002.1833 | 0 | 1002.1833 | 0
| 1002.4209 | 0 | 1002.4209 | 0 | 1018.425 | 0 | 1002.4209 | 0.12081 | 1002.4209 | 0 | 1002.4209 | 0
| 1002.6585 | 0 | 1002.6585 | 0 | 1018.6683 | 0 | 1002.6585 | 0.28396 | 1002.6585 | 0 | 1002.6585 | 0
| 1002.8962 | 0 | 1002.8962 | 0 | 1018.9116 | 0 | 1002.8962 | 0.12132 | 1002.8962 | 0 | 1002.8962 | 0
| 1003.1338 | 0 | 1003.1338 | 0 | 1019.155 | 0 | 1003.1338 | 0.25242 | 1003.1338 | 0 | 1003.1338 | 0
| 1003.3714 | 0 | 1003.3714 | 0 | 1019.3983 | 0 | 1003.3714 | 0.10109 | 1003.3714 | 0 | 1003.3714 | 0
| 1003.6091 | 0 | 1003.6091 | 0 | 1019.6416 | 0 | 1003.6091 | 0.30088 | 1003.6091 | 0 | 1003.6091 | 0
| 1003.8467 | 0 | 1003.8467 | 0 | 1019.885 | 0 | 1003.8467 | 0.1481 | 1003.8467 | 0 | 1003.8467 | 0
| 1004.0844 | 0 | 1004.0844 | 0 | 1020.1283 | 0 | 1004.0844 | 0.29519 | 1004.0844 | 0 | 1004.0844 | 0
| 1004.322 | 0 | 1004.322 | 0 | 1020.3717 | 0 | 1004.322 | 0.12149 | 1004.322 | 0 | 1004.322 | 0
| 1004.5597 | 0 | 1004.5597 | 0 | 1020.615 | 0 | 1004.5597 | 0.30301 | 1004.5597 | 0 | 1004.5597 | 0
| 1004.7974 | 0 | 1004.7974 | 0 | 1020.8584 | 0 | 1004.7974 | 0.17956 | 1004.7974 | 0 | 1004.7974 | 0
| 1005.0351 | 0 | 1005.0351 | 0 | 1021.1017 | 0 | 1005.0351 | 0.29536 | 1005.0351 | 0 | 1005.0351 | 0
| 1005.2728 | 0 | 1005.2728 | 0 | 1021.3451 | 0 | 1005.2728 | 0.12676 | 1005.2728 | 0 | 1005.2728 | 0
| 1005.5104 | 0 | 1005.5104 | 0 | 1021.5885 | 0 | 1005.5104 | 0.28447 | 1005.5104 | 0 | 1005.5104 | 0
| 1005.7482 | 0 | 1005.7482 | 0 | 1021.8319 | 0 | 1005.7482 | 0.11112 | 1005.7482 | 0 | 1005.7482 | 0
| 1005.9858 | 0 | 1005.9858 | 0 | 1022.0752 | 0 | 1005.9858 | 0.24401 | 1005.9858 | 0 | 1005.9858 | 0
| 1006.2236 | 0 | 1006.2236 | 0 | 1022.3186 | 0 | 1006.2236 | 0.16247 | 1006.2236 | 0 | 1006.2236 | 0
| 1006.4612 | 0 | 1006.4612 | 0 | 1022.562 | 0 | 1006.4612 | 0.29434 | 1006.4612 | 0 | 1006.4612 | 0
| 1006.699 | 0 | 1006.699 | 0 | 1022.8054 | 0 | 1006.699 | 0.15167 | 1006.699 | 0 | 1006.699 | 0
| 1006.9367 | 0 | 1006.9367 | 0 | 1023.0488 | 0 | 1006.9367 | 0.29459 | 1006.9367 | 0 | 1006.9367 | 0
| 1007.1744 | 0 | 1007.1744 | 0 | 1023.2922 | 0 | 1007.1744 | 0.1396 | 1007.1744 | 0 | 1007.1744 | 0
| 1007.4122 | 0 | 1007.4122 | 0 | 1023.5356 | 0 | 1007.4122 | 0.3127 | 1007.4122 | 0 | 1007.4122 | 0
| 1007.6499 | 0 | 1007.6499 | 0 | 1023.779 | 0 | 1007.6499 | 0.15057 | 1007.6499 | 0 | 1007.6499 | 0
| 1007.8876 | 0 | 1007.8876 | 0 | 1024.0224 | 0 | 1007.8876 | 0.29646 | 1007.8876 | 0 | 1007.8876 | 0
| 1008.1254 | 0 | 1008.1254 | 0 | 1024.2658 | 0 | 1008.1254 | 0.00024229 | 1008.1254 | 0 | 1008.1254 | 0
| 1008.3632 | 0 | 1008.3632 | 0 | 1024.5093 | 0 | 1008.3632 | 0.00038583 | 1008.3632 | 0 | 1008.3632 | 0
| 1008.6009 | 0 | 1008.6009 | 0 | 1024.7527 | 0 | 1008.6009 | 0.00020527 | 1008.6009 | 0 | 1008.6009 | 0
| 1008.8387 | 0 | 1008.8387 | 0 | 1024.9961 | 0 | 1008.8387 | 0.00043467 | 1008.8387 | 0 | 1008.8387 | 0
| 1009.0765 | 0 | 1009.0765 | 0 | 1025.2395 | 0 | 1009.0765 | 0.00021613 | 1009.0765 | 0 | 1009.0765 | 0
| 1009.3142 | 0 | 1009.3142 | 0 | 1025.483 | 0 | 1009.3142 | 0.00043733 | 1009.3142 | 0 | 1009.3142 | 0
| 1009.552 | 0 | 1009.552 | 0 | 1025.7264 | 0 | 1009.552 | 0.0002063 | 1009.552 | 0 | 1009.552 | 0
| 1009.7898 | 0 | 1009.7898 | 0 | 1025.9699 | 0 | 1009.7898 | 0.00036015 | 1009.7898 | 0 | 1009.7898 | 0
| 1010.0276 | 0 | 1010.0276 | 0 | 1026.2133 | 0 | 1010.0276 | -0.00010939 | 1010.0276 | 0 | 1010.0276 | 0
| 1010.2654 | 0 | 1010.2654 | 0 | 1026.4568 | 0 | 1010.2654 | 0.00010465 | 1010.2654 | 0 | 1010.2654 | 0
| 1010.5032 | 0 | 1010.5032 | 0 | 1026.7002 | 0 | 1010.5032 | -6.5355e-05 | 1010.5032 | 0 | 1010.5032 | 0
| 1010.741 | 0 | 1010.741 | 0 | 1026.9437 | 0 | 1010.741 | 0.00014441 | 1010.741 | 0 | 1010.741 | 0
| 1010.9788 | 0 | 1010.9788 | 0 | 0 | 0 | 0 | 0 | 1010.9788 | 0 | 1010.9788 | 0
| 1011.2166 | 0 | 1011.2166 | 0 | 0 | 0 | 0 | 0 | 1011 | 0 | 1011.2166 | 0

## Normalized Spectra
LED Item # | MWWHD4 Spectrum |  | MWUVD1 |  | MNWHD2 |  | MCWHD5 |  | MCWHD6 |  | MCWHD7
Spectra | Wavelength (nm) | Normalized Intensity | Wavelength (nm) | Normalized intensity | Wavelength (nm) | Normalized Intensity | Wavelength (nm) | Normalized Intensity | Wavelength (nm) | Normalized Intensity | Wavelength (nm) | Normalized Intensity
| 199.7603 | 0 | 199.7603 | 0 | 199.9755 | 0 | 199.7603 | 8.0024e-05 | 199.7603 | 0 | 199.7603 | 0
| 199.9619 | 0 | 199.9619 | 0 | 200.1769 | 0 | 199.9619 | 4.6573e-05 | 199.9619 | 0 | 199.9619 | 0
| 200.1636 | 0 | 200.1636 | 0 | 200.3784 | 0 | 200.1636 | 7.7277e-05 | 200.1636 | 0 | 200.1636 | 0
| 200.3652 | 0 | 200.3652 | 0 | 200.5799 | 0 | 200.3652 | 5.468e-05 | 200.3652 | 0 | 200.3652 | 0
| 200.5669 | 0 | 200.5669 | 0 | 200.7814 | 0 | 200.5669 | 7.5653e-05 | 200.5669 | 0 | 200.5669 | 0
| 200.7686 | 0 | 200.7686 | 0 | 200.9829 | 0 | 200.7686 | 5.2821e-05 | 200.7686 | 0 | 200.7686 | 0
| 200.9704 | 0 | 200.9704 | 0 | 201.1845 | 0 | 200.9703 | 7.4651e-05 | 200.9704 | 0 | 200.9704 | 0
| 201.1721 | 0 | 201.1721 | 0 | 201.3861 | 0 | 201.1721 | 4.6102e-05 | 201.1721 | 0 | 201.1721 | 0
| 201.3738 | 0 | 201.3738 | 0 | 201.5876 | 0 | 201.3738 | 7.8442e-05 | 201.3738 | 0 | 201.3738 | 0
| 201.5756 | 0 | 201.5756 | 0 | 201.7893 | 0 | 201.5756 | 5.1296e-05 | 201.5756 | 0 | 201.5756 | 0
| 201.7774 | 0 | 201.7774 | 0 | 201.9909 | 0 | 201.7774 | 7.1583e-05 | 201.7774 | 0 | 201.7774 | 0
| 201.9792 | 0 | 201.9792 | 0 | 202.1925 | 0 | 201.9792 | 4.6046e-05 | 201.9792 | 0 | 201.9792 | 0
| 202.181 | 0 | 202.181 | 0 | 202.3942 | 0 | 202.181 | 7.8218e-05 | 202.181 | 0 | 202.181 | 0
| 202.3828 | 0 | 202.3828 | 0 | 202.5959 | 0 | 202.3828 | 4.946e-05 | 202.3828 | 0 | 202.3828 | 0
| 202.5846 | 0 | 202.5846 | 0 | 202.7976 | 0 | 202.5846 | 7.4704e-05 | 202.5846 | 0 | 202.5846 | 0
| 202.7865 | 0 | 202.7865 | 0 | 202.9993 | 0 | 202.7865 | 4.9272e-05 | 202.7865 | 0 | 202.7865 | 0
| 202.9884 | 0 | 202.9884 | 0 | 203.201 | 0 | 202.9884 | 7.7837e-05 | 202.9884 | 0 | 202.9884 | 0
| 203.1902 | 0 | 203.1902 | 0 | 203.4028 | 0 | 203.1902 | 4.9604e-05 | 203.1902 | 0 | 203.1902 | 0
| 203.3921 | 0 | 203.3921 | 0 | 203.6045 | 0 | 203.3921 | 7.4757e-05 | 203.3921 | 0 | 203.3921 | 0
| 203.594 | 0 | 203.594 | 0 | 203.8064 | 0 | 203.594 | 4.4958e-05 | 203.594 | 0 | 203.594 | 0
| 203.796 | 0 | 203.796 | 0 | 204.0082 | 0 | 203.796 | 7.5277e-05 | 203.796 | 0 | 203.796 | 0
| 203.9979 | 0 | 203.9979 | 0 | 204.21 | 0 | 203.9979 | 4.7958e-05 | 203.9979 | 0 | 203.9979 | 0
| 204.1998 | 0 | 204.1998 | 0 | 204.4118 | 0 | 204.1998 | 7.9318e-05 | 204.1998 | 0 | 204.1998 | 0
| 204.4018 | 0 | 204.4018 | 0 | 204.6137 | 0 | 204.4018 | 5.1047e-05 | 204.4018 | 0 | 204.4018 | 0
| 204.6038 | 0 | 204.6038 | 0 | 204.8156 | 0 | 204.6038 | 7.5793e-05 | 204.6038 | 0 | 204.6038 | 0
| 204.8058 | 0 | 204.8058 | 0 | 205.0175 | 0 | 204.8058 | 4.7887e-05 | 204.8058 | 0 | 204.8058 | 0
| 205.0078 | 0 | 205.0078 | 0 | 205.2194 | 0 | 205.0078 | 7.589e-05 | 205.0078 | 0 | 205.0078 | 0
| 205.2098 | 0 | 205.2098 | 0 | 205.4214 | 0 | 205.2098 | 4.8261e-05 | 205.2098 | 0 | 205.2098 | 0
| 205.4118 | 0 | 205.4118 | 0 | 205.6233 | 0 | 205.4118 | 7.4165e-05 | 205.4118 | 0 | 205.4118 | 0
| 205.6139 | 0 | 205.6139 | 0 | 205.8253 | 0 | 205.6139 | 4.4746e-05 | 205.6139 | 0 | 205.6139 | 0
| 205.816 | 0 | 205.816 | 0 | 206.0273 | 0 | 205.816 | 8.1784e-05 | 205.816 | 0 | 205.816 | 0
| 206.0181 | 0 | 206.0181 | 0 | 206.2293 | 0 | 206.018 | 4.4815e-05 | 206.0181 | 0 | 206.0181 | 0
| 206.2202 | 0 | 206.2202 | 0 | 206.4314 | 0 | 206.2201 | 7.735e-05 | 206.2202 | 0 | 206.2202 | 0
| 206.4223 | 0 | 206.4223 | 0 | 206.6334 | 0 | 206.4223 | 5.2275e-05 | 206.4223 | 0 | 206.4223 | 0
| 206.6244 | 0 | 206.6244 | 0 | 206.8355 | 0 | 206.6244 | 7.8801e-05 | 206.6244 | 0 | 206.6244 | 0
| 206.8265 | 0 | 206.8265 | 0 | 207.0376 | 0 | 206.8265 | 4.608e-05 | 206.8265 | 0 | 206.8265 | 0
| 207.0287 | 0 | 207.0287 | 0 | 207.2397 | 0 | 207.0287 | 7.5613e-05 | 207.0287 | 0 | 207.0287 | 0
| 207.2308 | 0 | 207.2308 | 0 | 207.4418 | 0 | 207.2308 | 5.2466e-05 | 207.2308 | 0 | 207.2308 | 0
| 207.433 | 0 | 207.433 | 0 | 207.644 | 0 | 207.433 | 8.0951e-05 | 207.433 | 0 | 207.433 | 0
| 207.6352 | 0 | 207.6352 | 0 | 207.8462 | 0 | 207.6352 | 4.71e-05 | 207.6352 | 0 | 207.6352 | 0
| 207.8374 | 0 | 207.8374 | 0 | 208.0483 | 0 | 207.8374 | 7.857e-05 | 207.8374 | 0 | 207.8374 | 0
| 208.0397 | 0 | 208.0397 | 0 | 208.2506 | 0 | 208.0397 | 4.4217e-05 | 208.0397 | 0 | 208.0397 | 0
| 208.2419 | 0 | 208.2419 | 0 | 208.4528 | 0 | 208.2419 | 8.5108e-05 | 208.2419 | 0 | 208.2419 | 0
| 208.4442 | 0 | 208.4442 | 0 | 208.655 | 0 | 208.4442 | 4.8781e-05 | 208.4442 | 0 | 208.4442 | 0
| 208.6464 | 0 | 208.6464 | 0 | 208.8573 | 0 | 208.6464 | 7.2171e-05 | 208.6464 | 0 | 208.6464 | 0
| 208.8487 | 0 | 208.8487 | 0 | 209.0596 | 0 | 208.8487 | 5.1226e-05 | 208.8487 | 0 | 208.8487 | 0
| 209.051 | 0 | 209.051 | 0 | 209.2619 | 0 | 209.051 | 7.3503e-05 | 209.051 | 0 | 209.051 | 0
| 209.2533 | 0 | 209.2533 | 0 | 209.4642 | 0 | 209.2533 | 5.0202e-05 | 209.2533 | 0 | 209.2533 | 0
| 209.4556 | 0 | 209.4556 | 0 | 209.6665 | 0 | 209.4556 | 7.7752e-05 | 209.4556 | 0 | 209.4556 | 0
| 209.658 | 0 | 209.658 | 0 | 209.8689 | 0 | 209.658 | 5.58e-05 | 209.658 | 0 | 209.658 | 0
| 209.8603 | 0 | 209.8603 | 0 | 210.0712 | 0 | 209.8603 | 8.126e-05 | 209.8603 | 0 | 209.8603 | 0
| 210.0627 | 0 | 210.0627 | 0 | 210.2736 | 0 | 210.0627 | 4.656e-05 | 210.0627 | 0 | 210.0627 | 0
| 210.2651 | 0 | 210.2651 | 0 | 210.476 | 0 | 210.2651 | 7.7653e-05 | 210.2651 | 0 | 210.2651 | 0
| 210.4675 | 0 | 210.4675 | 0 | 210.6785 | 0 | 210.4675 | 4.6628e-05 | 210.4675 | 0 | 210.4675 | 0
| 210.6699 | 0 | 210.6699 | 0 | 210.8809 | 0 | 210.6699 | 7.0382e-05 | 210.6699 | 0 | 210.6699 | 0
| 210.8723 | 0 | 210.8723 | 0 | 211.0834 | 0 | 210.8723 | 4.6486e-05 | 210.8723 | 0 | 210.8723 | 0
| 211.0748 | 0 | 211.0748 | 0 | 211.2859 | 0 | 211.0747 | 7.6113e-05 | 211.0748 | 0 | 211.0748 | 0
| 211.2772 | 0 | 211.2772 | 0 | 211.4884 | 0 | 211.2772 | 4.5007e-05 | 211.2772 | 0 | 211.2772 | 0
| 211.4797 | 0 | 211.4797 | 0 | 211.6909 | 0 | 211.4797 | 7.5972e-05 | 211.4797 | 0 | 211.4797 | 0
| 211.6822 | 0 | 211.6822 | 0 | 211.8934 | 0 | 211.6822 | 5.047e-05 | 211.6822 | 0 | 211.6822 | 0
| 211.8847 | 0 | 211.8847 | 0 | 212.096 | 0 | 211.8847 | 7.3475e-05 | 211.8847 | 0 | 211.8847 | 0
| 212.0872 | 0 | 212.0872 | 0 | 212.2986 | 0 | 212.0872 | 4.5123e-05 | 212.0872 | 0 | 212.0872 | 0
| 212.2897 | 0 | 212.2897 | 0 | 212.5012 | 0 | 212.2897 | 6.9589e-05 | 212.2897 | 0 | 212.2897 | 0
| 212.4922 | 0 | 212.4922 | 0 | 212.7038 | 0 | 212.4922 | 4.6639e-05 | 212.4922 | 0 | 212.4922 | 0
| 212.6948 | 0 | 212.6948 | 0 | 212.9064 | 0 | 212.6948 | 6.9407e-05 | 212.6948 | 0 | 212.6948 | 0
| 212.8974 | 0 | 212.8974 | 0 | 213.1091 | 0 | 212.8973 | 4.9398e-05 | 212.8974 | 0 | 212.8974 | 0
| 213.0999 | 0 | 213.0999 | 0 | 213.3117 | 0 | 213.1 | 7.4227e-05 | 213.0999 | 0 | 213.0999 | 0
| 213.3025 | 0 | 213.3025 | 0 | 213.5144 | 0 | 213.3025 | 4.8703e-05 | 213.3025 | 0 | 213.3025 | 0
| 213.5052 | 0 | 213.5052 | 0 | 213.7171 | 0 | 213.5052 | 7.1023e-05 | 213.5052 | 0 | 213.5052 | 0
| 213.7078 | 0 | 213.7078 | 0 | 213.9199 | 0 | 213.7078 | 4.502e-05 | 213.7078 | 0 | 213.7078 | 0
| 213.9104 | 0 | 213.9104 | 0 | 214.1226 | 0 | 213.9104 | 7.1813e-05 | 213.9104 | 0 | 213.9104 | 0
| 214.1131 | 0 | 214.1131 | 0 | 214.3254 | 0 | 214.1131 | 4.6056e-05 | 214.1131 | 0 | 214.1131 | 0
| 214.3158 | 0 | 214.3158 | 0 | 214.5282 | 0 | 214.3158 | 7.2045e-05 | 214.3158 | 0 | 214.3158 | 0
| 214.5184 | 0 | 214.5184 | 0 | 214.731 | 0 | 214.5184 | 4.9891e-05 | 214.5184 | 0 | 214.5184 | 0
| 214.7211 | 0 | 214.7211 | 0 | 214.9338 | 0 | 214.7211 | 7.3813e-05 | 214.7211 | 0 | 214.7211 | 0
| 214.9238 | 0 | 214.9238 | 0 | 215.1366 | 0 | 214.9238 | 4.8625e-05 | 214.9238 | 0 | 214.9238 | 0
| 215.1266 | 0 | 215.1266 | 0 | 215.3395 | 0 | 215.1266 | 6.4832e-05 | 215.1266 | 0 | 215.1266 | 0
| 215.3293 | 0 | 215.3293 | 0 | 215.5423 | 0 | 215.3293 | 4.7789e-05 | 215.3293 | 0 | 215.3293 | 0
| 215.5321 | 0 | 215.5321 | 0 | 215.7452 | 0 | 215.5321 | 6.8773e-05 | 215.5321 | 0 | 215.5321 | 0
| 215.7348 | 0 | 215.7348 | 0 | 215.9481 | 0 | 215.7348 | 4.1247e-05 | 215.7348 | 0 | 215.7348 | 0
| 215.9376 | 0 | 215.9376 | 0 | 216.1511 | 0 | 215.9376 | 6.9188e-05 | 215.9376 | 0 | 215.9376 | 0
| 216.1404 | 0 | 216.1404 | 0 | 216.354 | 0 | 216.1404 | 4.3773e-05 | 216.1404 | 0 | 216.1404 | 0
| 216.3432 | 0 | 216.3432 | 0 | 216.557 | 0 | 216.3432 | 7.0895e-05 | 216.3432 | 0 | 216.3432 | 0
| 216.5461 | 0 | 216.5461 | 0 | 216.76 | 0 | 216.5461 | 4.4706e-05 | 216.5461 | 0 | 216.5461 | 0
| 216.7489 | 0 | 216.7489 | 0 | 216.963 | 0 | 216.7489 | 6.917e-05 | 216.7489 | 0 | 216.7489 | 0
| 216.9518 | 0 | 216.9518 | 0 | 217.166 | 0 | 216.9518 | 3.9845e-05 | 216.9518 | 0 | 216.9518 | 0
| 217.1546 | 0 | 217.1546 | 0 | 217.369 | 0 | 217.1546 | 7.4756e-05 | 217.1546 | 0 | 217.1546 | 0
| 217.3575 | 0 | 217.3575 | 0 | 217.5721 | 0 | 217.3575 | 3.9465e-05 | 217.3575 | 0 | 217.3575 | 0
| 217.5604 | 0 | 217.5604 | 0 | 217.7752 | 0 | 217.5604 | 6.7595e-05 | 217.5604 | 0 | 217.5604 | 0
| 217.7633 | 0 | 217.7633 | 0 | 217.9783 | 0 | 217.7633 | 3.8121e-05 | 217.7633 | 0 | 217.7633 | 0
| 217.9662 | 0 | 217.9662 | 0 | 218.1814 | 0 | 217.9662 | 7.0981e-05 | 217.9662 | 0 | 217.9662 | 0
| 218.1692 | 0 | 218.1692 | 0 | 218.3845 | 0 | 218.1692 | 4.1784e-05 | 218.1692 | 0 | 218.1692 | 0
| 218.3721 | 0 | 218.3721 | 0 | 218.5877 | 0 | 218.3721 | 6.6401e-05 | 218.3721 | 0 | 218.3721 | 0
| 218.5751 | 0 | 218.5751 | 0 | 218.7908 | 0 | 218.5751 | 4.0791e-05 | 218.5751 | 0 | 218.5751 | 0
| 218.7781 | 0 | 218.7781 | 0 | 218.994 | 0 | 218.7781 | 6.6131e-05 | 218.7781 | 0 | 218.7781 | 0
| 218.9811 | 0 | 218.9811 | 0 | 219.1972 | 0 | 218.9811 | 3.8605e-05 | 218.9811 | 0 | 218.9811 | 0
| 219.1841 | 0 | 219.1841 | 0 | 219.4005 | 0 | 219.1841 | 6.7373e-05 | 219.1841 | 0 | 219.1841 | 0
| 219.3871 | 0 | 219.3871 | 0 | 219.6037 | 0 | 219.3871 | 4.6527e-05 | 219.3871 | 0 | 219.3871 | 0
| 219.5901 | 0 | 219.5901 | 0 | 219.807 | 0 | 219.5901 | 7.6098e-05 | 219.5901 | 0 | 219.5901 | 0
| 219.7932 | 0 | 219.7932 | 0 | 220.0102 | 0 | 219.7932 | 4.2319e-05 | 219.7932 | 0 | 219.7932 | 0
| 219.9963 | 0 | 219.9963 | 0 | 220.2135 | 0 | 219.9963 | 6.9571e-05 | 219.9963 | 0 | 219.9963 | 0
| 220.1994 | 0 | 220.1994 | 0 | 220.4169 | 0 | 220.1994 | 4.3001e-05 | 220.1994 | 0 | 220.1994 | 0
| 220.4025 | 0 | 220.4025 | 0 | 220.6202 | 0 | 220.4025 | 6.8157e-05 | 220.4025 | 0 | 220.4025 | 0
| 220.6056 | 0 | 220.6056 | 0 | 220.8235 | 0 | 220.6056 | 4.2049e-05 | 220.6056 | 0 | 220.6056 | 0
| 220.8087 | 0 | 220.8087 | 0 | 221.0269 | 0 | 220.8087 | 6.8397e-05 | 220.8087 | 0 | 220.8087 | 0
| 221.0118 | 0 | 221.0118 | 0 | 221.2303 | 0 | 221.0118 | 4.3018e-05 | 221.0118 | 0 | 221.0118 | 0
| 221.215 | 0 | 221.215 | 0 | 221.4337 | 0 | 221.215 | 7.2349e-05 | 221.215 | 0 | 221.215 | 0
| 221.4182 | 0 | 221.4182 | 0 | 221.6371 | 0 | 221.4181 | 4.2268e-05 | 221.4182 | 0 | 221.4182 | 0
| 221.6213 | 0 | 221.6213 | 0 | 221.8406 | 0 | 221.6213 | 6.3427e-05 | 221.6213 | 0 | 221.6213 | 0
| 221.8245 | 0 | 221.8245 | 0 | 222.044 | 0 | 221.8245 | 4.0322e-05 | 221.8245 | 0 | 221.8245 | 0
| 222.0277 | 0 | 222.0277 | 0 | 222.2475 | 0 | 222.0277 | 6.8759e-05 | 222.0277 | 0 | 222.0277 | 0
| 222.231 | 0 | 222.231 | 0 | 222.451 | 0 | 222.231 | 4.309e-05 | 222.231 | 0 | 222.231 | 0
| 222.4342 | 0 | 222.4342 | 0 | 222.6546 | 0 | 222.4342 | 7.1273e-05 | 222.4342 | 0 | 222.4342 | 0
| 222.6375 | 0 | 222.6375 | 0 | 222.8581 | 0 | 222.6375 | 4.3709e-05 | 222.6375 | 0 | 222.6375 | 0
| 222.8407 | 0 | 222.8407 | 0 | 223.0616 | 0 | 222.8407 | 6.9503e-05 | 222.8407 | 0 | 222.8407 | 0
| 223.044 | 0 | 223.044 | 0 | 223.2652 | 0 | 223.044 | 4.0773e-05 | 223.044 | 0 | 223.044 | 0
| 223.2473 | 0 | 223.2473 | 0 | 223.4688 | 0 | 223.2473 | 7.1524e-05 | 223.2473 | 0 | 223.2473 | 0
| 223.4506 | 0 | 223.4506 | 0 | 223.6724 | 0 | 223.4506 | 4.2491e-05 | 223.4506 | 0 | 223.4506 | 0
| 223.6539 | 0 | 223.6539 | 0 | 223.876 | 0 | 223.654 | 7.3647e-05 | 223.6539 | 0 | 223.6539 | 0
| 223.8573 | 0 | 223.8573 | 0 | 224.0797 | 0 | 223.8573 | 4.545e-05 | 223.8573 | 0 | 223.8573 | 0
| 224.0606 | 0 | 224.0606 | 0 | 224.2834 | 0 | 224.0606 | 6.8154e-05 | 224.0606 | 0 | 224.0606 | 0
| 224.264 | 0 | 224.264 | 0 | 224.487 | 0 | 224.264 | 4.196e-05 | 224.264 | 0 | 224.264 | 0
| 224.4674 | 0 | 224.4674 | 0 | 224.6908 | 0 | 224.4674 | 7.2256e-05 | 224.4674 | 0 | 224.4674 | 0
| 224.6708 | 0 | 224.6708 | 0 | 224.8945 | 0 | 224.6708 | 4.309e-05 | 224.6708 | 0 | 224.6708 | 0
| 224.8742 | 0 | 224.8742 | 0 | 225.0982 | 0 | 224.8742 | 6.6987e-05 | 224.8742 | 0 | 224.8742 | 0
| 225.0776 | 0 | 225.0776 | 0 | 225.302 | 0 | 225.0776 | 4.566e-05 | 225.0776 | 0 | 225.0776 | 0
| 225.2811 | 0 | 225.2811 | 0 | 225.5057 | 0 | 225.281 | 7.069e-05 | 225.2811 | 0 | 225.2811 | 0
| 225.4845 | 0 | 225.4845 | 0 | 225.7095 | 0 | 225.4845 | 4.4564e-05 | 225.4845 | 0 | 225.4845 | 0
| 225.688 | 0 | 225.688 | 0 | 225.9133 | 0 | 225.688 | 6.7362e-05 | 225.688 | 0 | 225.688 | 0
| 225.8914 | 0 | 225.8914 | 0 | 226.1172 | 0 | 225.8914 | 4.1914e-05 | 225.8914 | 0 | 225.8914 | 0
| 226.0949 | 0 | 226.0949 | 0 | 226.321 | 0 | 226.0949 | 7.2236e-05 | 226.0949 | 0 | 226.0949 | 0
| 226.2984 | 0 | 226.2984 | 0 | 226.5249 | 0 | 226.2985 | 3.9452e-05 | 226.2984 | 0 | 226.2984 | 0
| 226.502 | 0 | 226.502 | 0 | 226.7288 | 0 | 226.502 | 7.8263e-05 | 226.502 | 0 | 226.502 | 0
| 226.7055 | 0 | 226.7055 | 0 | 226.9327 | 0 | 226.7055 | 4.7147e-05 | 226.7055 | 0 | 226.7055 | 0
| 226.9091 | 0 | 226.9091 | 0 | 227.1366 | 0 | 226.9091 | 7.2606e-05 | 226.9091 | 0 | 226.9091 | 0
| 227.1126 | 0 | 227.1126 | 0 | 227.3405 | 0 | 227.1126 | 4.5013e-05 | 227.1126 | 0 | 227.1126 | 0
| 227.3162 | 0 | 227.3162 | 0 | 227.5445 | 0 | 227.3162 | 7.3686e-05 | 227.3162 | 0 | 227.3162 | 0
| 227.5198 | 0 | 227.5198 | 0 | 227.7485 | 0 | 227.5198 | 4.3848e-05 | 227.5198 | 0 | 227.5198 | 0
| 227.7234 | 0 | 227.7234 | 0 | 227.9525 | 0 | 227.7234 | 7.3373e-05 | 227.7234 | 0 | 227.7234 | 0
| 227.927 | 0 | 227.927 | 0 | 228.1565 | 0 | 227.927 | 4.231e-05 | 227.927 | 0 | 227.927 | 0
| 228.1307 | 0 | 228.1307 | 0 | 228.3605 | 0 | 228.1307 | 7.3003e-05 | 228.1307 | 0 | 228.1307 | 0
| 228.3343 | 0 | 228.3343 | 0 | 228.5646 | 0 | 228.3343 | 4.9288e-05 | 228.3343 | 0 | 228.3343 | 0
| 228.538 | 0 | 228.538 | 0 | 228.7686 | 0 | 228.538 | 6.9499e-05 | 228.538 | 0 | 228.538 | 0
| 228.7417 | 0 | 228.7417 | 0 | 228.9727 | 0 | 228.7416 | 4.7633e-05 | 228.7417 | 0 | 228.7417 | 0
| 228.9453 | 0 | 228.9453 | 0 | 229.1768 | 0 | 228.9453 | 7.304e-05 | 228.9453 | 0 | 228.9453 | 0
| 229.149 | 0 | 229.149 | 0 | 229.381 | 0 | 229.149 | 4.6654e-05 | 229.149 | 0 | 229.149 | 0
| 229.3528 | 0 | 229.3528 | 0 | 229.5851 | 0 | 229.3528 | 7.7962e-05 | 229.3528 | 0 | 229.3528 | 0
| 229.5565 | 0 | 229.5565 | 0 | 229.7893 | 0 | 229.5565 | 5.5547e-05 | 229.5565 | 0 | 229.5565 | 0
| 229.7603 | 0 | 229.7603 | 0 | 229.9934 | 0 | 229.7603 | 7.3819e-05 | 229.7603 | 0 | 229.7603 | 0
| 229.964 | 0 | 229.964 | 0 | 230.1976 | 0 | 229.964 | 4.8706e-05 | 229.964 | 0 | 229.964 | 0
| 230.1678 | 0 | 230.1678 | 0 | 230.4018 | 0 | 230.1678 | 6.7214e-05 | 230.1678 | 0 | 230.1678 | 0
| 230.3716 | 0 | 230.3716 | 0 | 230.6061 | 0 | 230.3716 | 4.5995e-05 | 230.3716 | 0 | 230.3716 | 0
| 230.5754 | 0 | 230.5754 | 0 | 230.8103 | 0 | 230.5754 | 7.1313e-05 | 230.5754 | 0 | 230.5754 | 0
| 230.7792 | 0 | 230.7792 | 0 | 231.0146 | 0 | 230.7792 | 5.0837e-05 | 230.7792 | 0 | 230.7792 | 0
| 230.983 | 0 | 230.983 | 0 | 231.2189 | 0 | 230.983 | 7.6841e-05 | 230.983 | 0 | 230.983 | 0
| 231.1869 | 0 | 231.1869 | 0 | 231.4232 | 0 | 231.1869 | 4.6757e-05 | 231.1869 | 0 | 231.1869 | 0
| 231.3907 | 0 | 231.3907 | 0 | 231.6275 | 0 | 231.3907 | 8.436e-05 | 231.3907 | 0 | 231.3907 | 0
| 231.5946 | 0 | 231.5946 | 0 | 231.8318 | 0 | 231.5946 | 4.8822e-05 | 231.5946 | 0 | 231.5946 | 0
| 231.7985 | 0 | 231.7985 | 0 | 232.0362 | 0 | 231.7985 | 7.8701e-05 | 231.7985 | 0 | 231.7985 | 0
| 232.0024 | 0 | 232.0024 | 0 | 232.2406 | 0 | 232.0024 | 4.9521e-05 | 232.0024 | 0 | 232.0024 | 0
| 232.2063 | 0 | 232.2063 | 0 | 232.445 | 0 | 232.2063 | 7.9905e-05 | 232.2063 | 0 | 232.2063 | 0
| 232.4103 | 0 | 232.4103 | 0 | 232.6494 | 0 | 232.4103 | 4.9757e-05 | 232.4103 | 0 | 232.4103 | 0
| 232.6142 | 0 | 232.6142 | 0 | 232.8538 | 0 | 232.6142 | 8.3129e-05 | 232.6142 | 0 | 232.6142 | 0
| 232.8182 | 0 | 232.8182 | 0 | 233.0583 | 0 | 232.8182 | 5.4887e-05 | 232.8182 | 0 | 232.8182 | 0
| 233.0222 | 0 | 233.0222 | 0 | 233.2627 | 0 | 233.0222 | 7.6852e-05 | 233.0222 | 0 | 233.0222 | 0
| 233.2261 | 0 | 233.2261 | 0 | 233.4672 | 0 | 233.2261 | 5.2323e-05 | 233.2261 | 0 | 233.2261 | 0
| 233.4301 | 0 | 233.4301 | 0 | 233.6717 | 0 | 233.4301 | 7.9367e-05 | 233.4301 | 0 | 233.4301 | 0
| 233.6342 | 0 | 233.6342 | 0 | 233.8762 | 0 | 233.6342 | 5.6659e-05 | 233.6342 | 0 | 233.6342 | 0
| 233.8382 | 0 | 233.8382 | 0 | 234.0808 | 0 | 233.8382 | 7.4456e-05 | 233.8382 | 0 | 233.8382 | 0
| 234.0422 | 0 | 234.0422 | 0 | 234.2853 | 0 | 234.0422 | 5.2631e-05 | 234.0422 | 0 | 234.0422 | 0
| 234.2463 | 0 | 234.2463 | 0 | 234.4899 | 0 | 234.2463 | 7.5696e-05 | 234.2463 | 0 | 234.2463 | 0
| 234.4504 | 0 | 234.4504 | 0 | 234.6945 | 0 | 234.4504 | 5.2841e-05 | 234.4504 | 0 | 234.4504 | 0
| 234.6544 | 0 | 234.6544 | 0 | 234.8991 | 0 | 234.6544 | 7.7802e-05 | 234.6544 | 0 | 234.6544 | 0
| 234.8586 | 0 | 234.8586 | 0 | 235.1038 | 0 | 234.8586 | 5.3406e-05 | 234.8586 | 0 | 234.8586 | 0
| 235.0627 | 0 | 235.0627 | 0 | 235.3084 | 0 | 235.0627 | 8.1576e-05 | 235.0627 | 0 | 235.0627 | 0
| 235.2668 | 0 | 235.2668 | 0 | 235.5131 | 0 | 235.2668 | 5.0096e-05 | 235.2668 | 0 | 235.2668 | 0
| 235.4709 | 0 | 235.4709 | 0 | 235.7178 | 0 | 235.4709 | 7.9143e-05 | 235.4709 | 0 | 235.4709 | 0
| 235.6751 | 0 | 235.6751 | 0 | 235.9225 | 0 | 235.6751 | 5.4007e-05 | 235.6751 | 0 | 235.6751 | 0
| 235.8793 | 0 | 235.8793 | 0 | 236.1272 | 0 | 235.8793 | 8.4462e-05 | 235.8793 | 0 | 235.8793 | 0
| 236.0835 | 0 | 236.0835 | 0 | 236.3319 | 0 | 236.0834 | 5.5414e-05 | 236.0835 | 0 | 236.0835 | 0
| 236.2876 | 0 | 236.2876 | 0 | 236.5367 | 0 | 236.2876 | 8.2647e-05 | 236.2876 | 0 | 236.2876 | 0
| 236.4919 | 0 | 236.4919 | 0 | 236.7415 | 0 | 236.4918 | 5.2524e-05 | 236.4919 | 0 | 236.4919 | 0
| 236.6961 | 0 | 236.6961 | 0 | 236.9463 | 0 | 236.6961 | 7.9145e-05 | 236.6961 | 0 | 236.6961 | 0
| 236.9003 | 0 | 236.9003 | 0 | 237.1511 | 0 | 236.9003 | 4.9141e-05 | 236.9003 | 0 | 236.9003 | 0
| 237.1046 | 0 | 237.1046 | 0 | 237.3559 | 0 | 237.1046 | 8.2493e-05 | 237.1046 | 0 | 237.1046 | 0
| 237.3089 | 0 | 237.3089 | 0 | 237.5608 | 0 | 237.3089 | 5.5239e-05 | 237.3089 | 0 | 237.3089 | 0
| 237.5131 | 0 | 237.5131 | 0 | 237.7656 | 0 | 237.5131 | 7.9827e-05 | 237.5131 | 0 | 237.5131 | 0
| 237.7174 | 0 | 237.7174 | 0 | 237.9705 | 0 | 237.7174 | 5.3736e-05 | 237.7174 | 0 | 237.7174 | 0
| 237.9217 | 0 | 237.9217 | 0 | 238.1754 | 0 | 237.9217 | 7.7077e-05 | 237.9217 | 0 | 237.9217 | 0
| 238.1261 | 0 | 238.1261 | 0 | 238.3803 | 0 | 238.1261 | 5.5571e-05 | 238.1261 | 0 | 238.1261 | 0
| 238.3304 | 0 | 238.3304 | 0 | 238.5853 | 0 | 238.3304 | 8.0499e-05 | 238.3304 | 0 | 238.3304 | 0
| 238.5348 | 0 | 238.5348 | 0 | 238.7902 | 0 | 238.5348 | 5.6064e-05 | 238.5348 | 0 | 238.5348 | 0
| 238.7391 | 0 | 238.7391 | 0 | 238.9952 | 0 | 238.7391 | 7.7693e-05 | 238.7391 | 0 | 238.7391 | 0
| 238.9435 | 0 | 238.9435 | 0 | 239.2002 | 0 | 238.9435 | 5.1808e-05 | 238.9435 | 0 | 238.9435 | 0
| 239.1479 | 0 | 239.1479 | 0 | 239.4052 | 0 | 239.1479 | 8.1113e-05 | 239.1479 | 0 | 239.1479 | 0
| 239.3523 | 0 | 239.3523 | 0 | 239.6102 | 0 | 239.3523 | 5.3862e-05 | 239.3523 | 0 | 239.3523 | 0
| 239.5567 | 0 | 239.5567 | 0 | 239.8153 | 0 | 239.5567 | 7.8341e-05 | 239.5567 | 0 | 239.5567 | 0
| 239.7612 | 0 | 239.7612 | 0 | 240.0204 | 0 | 239.7612 | 5.7505e-05 | 239.7612 | 0 | 239.7612 | 0
| 239.9656 | 0 | 239.9656 | 0 | 240.2254 | 0 | 239.9656 | 8.3252e-05 | 239.9656 | 0 | 239.9656 | 0
| 240.1701 | 0 | 240.1701 | 0 | 240.4305 | 0 | 240.1701 | 5.1689e-05 | 240.1701 | 0 | 240.1701 | 0
| 240.3746 | 0 | 240.3746 | 0 | 240.6356 | 0 | 240.3746 | 8.7689e-05 | 240.3746 | 0 | 240.3746 | 0
| 240.5791 | 0 | 240.5791 | 0 | 240.8408 | 0 | 240.5791 | 5.4167e-05 | 240.5791 | 0 | 240.5791 | 0
| 240.7836 | 0 | 240.7836 | 0 | 241.046 | 0 | 240.7835 | 8.0769e-05 | 240.7836 | 0 | 240.7836 | 0
| 240.9881 | 0 | 240.9881 | 0 | 241.2511 | 0 | 240.9881 | 5.1417e-05 | 240.9881 | 0 | 240.9881 | 0
| 241.1926 | 0 | 241.1926 | 0 | 241.4563 | 0 | 241.1926 | 8.0702e-05 | 241.1926 | 0 | 241.1926 | 0
| 241.3972 | 0 | 241.3972 | 0 | 241.6615 | 0 | 241.3972 | 5.152e-05 | 241.3972 | 0 | 241.3972 | 0
| 241.6017 | 0 | 241.6017 | 0 | 241.8667 | 0 | 241.6017 | 8.389e-05 | 241.6017 | 0 | 241.6017 | 0
| 241.8063 | 0 | 241.8063 | 0 | 242.072 | 0 | 241.8063 | 5.5455e-05 | 241.8063 | 0 | 241.8063 | 0
| 242.0109 | 0 | 242.0109 | 0 | 242.2773 | 0 | 242.0109 | 8.0248e-05 | 242.0109 | 0 | 242.0109 | 0
| 242.2155 | 0 | 242.2155 | 0 | 242.4825 | 0 | 242.2155 | 5.4566e-05 | 242.2155 | 0 | 242.2155 | 0
| 242.4201 | 0 | 242.4201 | 0 | 242.6878 | 0 | 242.4201 | 8.628e-05 | 242.4201 | 0 | 242.4201 | 0
| 242.6248 | 0 | 242.6248 | 0 | 242.8931 | 0 | 242.6248 | 5.6329e-05 | 242.6248 | 0 | 242.6248 | 0
| 242.8294 | 0 | 242.8294 | 0 | 243.0985 | 0 | 242.8294 | 8.4352e-05 | 242.8294 | 0 | 242.8294 | 0
| 243.0341 | 0 | 243.0341 | 0 | 243.3038 | 0 | 243.0341 | 5.4325e-05 | 243.0341 | 0 | 243.0341 | 0
| 243.2387 | 0 | 243.2387 | 0 | 243.5092 | 0 | 243.2387 | 7.7326e-05 | 243.2387 | 0 | 243.2387 | 0
| 243.4434 | 0 | 243.4434 | 0 | 243.7146 | 0 | 243.4434 | 5.5269e-05 | 243.4434 | 0 | 243.4434 | 0
| 243.6481 | 0 | 243.6481 | 0 | 243.92 | 0 | 243.6481 | 7.4737e-05 | 243.6481 | 0 | 243.6481 | 0
| 243.8528 | 0 | 243.8528 | 0 | 244.1254 | 0 | 243.8528 | 5.7003e-05 | 243.8528 | 0 | 243.8528 | 0
| 244.0576 | 0 | 244.0576 | 0 | 244.3309 | 0 | 244.0576 | 7.6981e-05 | 244.0576 | 0 | 244.0576 | 0
| 244.2623 | 0 | 244.2623 | 0 | 244.5363 | 0 | 244.2623 | 5.4448e-05 | 244.2623 | 0 | 244.2623 | 0
| 244.4671 | 0 | 244.4671 | 0 | 244.7418 | 0 | 244.4671 | 8.2766e-05 | 244.4671 | 0 | 244.4671 | 0
| 244.6718 | 0 | 244.6718 | 0 | 244.9473 | 0 | 244.6718 | 5.5278e-05 | 244.6718 | 0 | 244.6718 | 0
| 244.8766 | 0 | 244.8766 | 0 | 245.1528 | 0 | 244.8766 | 8.0787e-05 | 244.8766 | 0 | 244.8766 | 0
| 245.0814 | 0 | 245.0814 | 0 | 245.3584 | 0 | 245.0814 | 5.3677e-05 | 245.0814 | 0 | 245.0814 | 0
| 245.2862 | 0 | 245.2862 | 0 | 245.5639 | 0 | 245.2862 | 8.2576e-05 | 245.2862 | 0 | 245.2862 | 0
| 245.4911 | 0 | 245.4911 | 0 | 245.7695 | 0 | 245.4911 | 5.1588e-05 | 245.4911 | 0 | 245.4911 | 0
| 245.6959 | 0 | 245.6959 | 0 | 245.9751 | 0 | 245.6959 | 7.5935e-05 | 245.6959 | 0 | 245.6959 | 0
| 245.9008 | 0 | 245.9008 | 0 | 246.1807 | 0 | 245.9008 | 5.1697e-05 | 245.9008 | 0 | 245.9008 | 0
| 246.1056 | 0 | 246.1056 | 0 | 246.3863 | 0 | 246.1056 | 8.0408e-05 | 246.1056 | 0 | 246.1056 | 0
| 246.3105 | 0 | 246.3105 | 0 | 246.5919 | 0 | 246.3105 | 5.5305e-05 | 246.3105 | 0 | 246.3105 | 0
| 246.5154 | 0 | 246.5154 | 0 | 246.7976 | 0 | 246.5154 | 7.9251e-05 | 246.5154 | 0 | 246.5154 | 0
| 246.7203 | 0 | 246.7203 | 0 | 247.0033 | 0 | 246.7203 | 5.159e-05 | 246.7203 | 0 | 246.7203 | 0
| 246.9252 | 0 | 246.9252 | 0 | 247.2089 | 0 | 246.9253 | 7.5264e-05 | 246.9252 | 0 | 246.9252 | 0
| 247.1302 | 0 | 247.1302 | 0 | 247.4147 | 0 | 247.1302 | 5.2143e-05 | 247.1302 | 0 | 247.1302 | 0
| 247.3351 | 0 | 247.3351 | 0 | 247.6204 | 0 | 247.3351 | 8.5009e-05 | 247.3351 | 0 | 247.3351 | 0
| 247.5401 | 0 | 247.5401 | 0 | 247.8261 | 0 | 247.5401 | 5.2338e-05 | 247.5401 | 0 | 247.5401 | 0
| 247.7451 | 0 | 247.7451 | 0 | 248.0319 | 0 | 247.7451 | 7.5522e-05 | 247.7451 | 0 | 247.7451 | 0
| 247.9501 | 0 | 247.9501 | 0 | 248.2377 | 0 | 247.9501 | 5.3797e-05 | 247.9501 | 0 | 247.9501 | 0
| 248.1551 | 0 | 248.1551 | 0 | 248.4435 | 0 | 248.1551 | 8.2313e-05 | 248.1551 | 0 | 248.1551 | 0
| 248.3601 | 0 | 248.3601 | 0 | 248.6493 | 0 | 248.3601 | 5.2979e-05 | 248.3601 | 0 | 248.3601 | 0
| 248.5651 | 0 | 248.5651 | 0 | 248.8551 | 0 | 248.5651 | 8.3224e-05 | 248.5651 | 0 | 248.5651 | 0
| 248.7702 | 0 | 248.7702 | 0 | 249.061 | 0 | 248.7702 | 5.5658e-05 | 248.7702 | 0 | 248.7702 | 0
| 248.9753 | 0 | 248.9753 | 0 | 249.2669 | 0 | 248.9753 | 8.0107e-05 | 248.9753 | 0 | 248.9753 | 0
| 249.1803 | 0 | 249.1803 | 0 | 249.4728 | 0 | 249.1803 | 5.5776e-05 | 249.1803 | 0 | 249.1803 | 0
| 249.3854 | 0 | 249.3854 | 0 | 249.6787 | 0 | 249.3854 | 8.1012e-05 | 249.3854 | 0 | 249.3854 | 0
| 249.5905 | 0 | 249.5905 | 0 | 249.8846 | 0 | 249.5905 | 4.8881e-05 | 249.5905 | 0 | 249.5905 | 0
| 249.7957 | 0 | 249.7957 | 0 | 250.0905 | 0 | 249.7956 | 8.3228e-05 | 249.7957 | 0 | 249.7957 | 0
| 250.0008 | 0 | 250.0008 | 0 | 250.2965 | 0 | 250.0008 | 5.0474e-05 | 250.0008 | 0 | 250.0008 | 0
| 250.2059 | 0 | 250.2059 | 0 | 250.5025 | 0 | 250.2059 | 7.9295e-05 | 250.2059 | 0 | 250.2059 | 0
| 250.4111 | 0 | 250.4111 | 0 | 250.7085 | 0 | 250.4111 | 5.305e-05 | 250.4111 | 0 | 250.4111 | 0
| 250.6163 | 0 | 250.6163 | 0 | 250.9145 | 0 | 250.6163 | 7.5224e-05 | 250.6163 | 0 | 250.6163 | 0
| 250.8215 | 0 | 250.8215 | 0 | 251.1205 | 0 | 250.8215 | 5.4808e-05 | 250.8215 | 0 | 250.8215 | 0
| 251.0267 | 0 | 251.0267 | 0 | 251.3266 | 0 | 251.0267 | 7.4717e-05 | 251.0267 | 0 | 251.0267 | 0
| 251.2319 | 0 | 251.2319 | 0 | 251.5326 | 0 | 251.2319 | 5.6029e-05 | 251.2319 | 0 | 251.2319 | 0
| 251.4371 | 0 | 251.4371 | 0 | 251.7387 | 0 | 251.4371 | 7.7429e-05 | 251.4371 | 0 | 251.4371 | 0
| 251.6423 | 0 | 251.6423 | 0 | 251.9448 | 0 | 251.6423 | 5.3692e-05 | 251.6423 | 0 | 251.6423 | 0
| 251.8476 | 0 | 251.8476 | 0 | 252.1509 | 0 | 251.8476 | 8.1038e-05 | 251.8476 | 0 | 251.8476 | 0
| 252.0529 | 0 | 252.0529 | 0 | 252.3571 | 0 | 252.0529 | 5.7878e-05 | 252.0529 | 0 | 252.0529 | 0
| 252.2582 | 0 | 252.2582 | 0 | 252.5633 | 0 | 252.2582 | 8.2352e-05 | 252.2582 | 0 | 252.2582 | 0
| 252.4635 | 0 | 252.4635 | 0 | 252.7694 | 0 | 252.4635 | 5.1768e-05 | 252.4635 | 0 | 252.4635 | 0
| 252.6688 | 0 | 252.6688 | 0 | 252.9756 | 0 | 252.6688 | 7.6156e-05 | 252.6688 | 0 | 252.6688 | 0
| 252.8741 | 0 | 252.8741 | 0 | 253.1818 | 0 | 252.8741 | 5.3043e-05 | 252.8741 | 0 | 252.8741 | 0
| 253.0794 | 0 | 253.0794 | 0 | 253.388 | 0 | 253.0794 | 8.4554e-05 | 253.0794 | 0 | 253.0794 | 0
| 253.2848 | 0 | 253.2848 | 0 | 253.5943 | 0 | 253.2848 | 5.5208e-05 | 253.2848 | 0 | 253.2848 | 0
| 253.4902 | 0 | 253.4902 | 0 | 253.8006 | 0 | 253.4902 | 7.7181e-05 | 253.4902 | 0 | 253.4902 | 0
| 253.6955 | 0 | 253.6955 | 0 | 254.0068 | 0 | 253.6955 | 4.9294e-05 | 253.6955 | 0 | 253.6955 | 0
| 253.9009 | 0 | 253.9009 | 0 | 254.2131 | 0 | 253.9009 | 7.77e-05 | 253.9009 | 0 | 253.9009 | 0
| 254.1064 | 0 | 254.1064 | 0 | 254.4195 | 0 | 254.1063 | 5.8567e-05 | 254.1064 | 0 | 254.1064 | 0
| 254.3118 | 0 | 254.3118 | 0 | 254.6258 | 0 | 254.3118 | 7.8519e-05 | 254.3118 | 0 | 254.3118 | 0
| 254.5172 | 0 | 254.5172 | 0 | 254.8321 | 0 | 254.5172 | 4.9342e-05 | 254.5172 | 0 | 254.5172 | 0
| 254.7227 | 0 | 254.7227 | 0 | 255.0385 | 0 | 254.7227 | 7.7109e-05 | 254.7227 | 0 | 254.7227 | 0
| 254.9281 | 0 | 254.9281 | 0 | 255.2449 | 0 | 254.9281 | 5.6021e-05 | 254.9281 | 0 | 254.9281 | 0
| 255.1336 | 0 | 255.1336 | 0 | 255.4513 | 0 | 255.1336 | 7.6919e-05 | 255.1336 | 0 | 255.1336 | 0
| 255.3391 | 0 | 255.3391 | 0 | 255.6577 | 0 | 255.3391 | 5.3418e-05 | 255.3391 | 0 | 255.3391 | 0
| 255.5446 | 0 | 255.5446 | 0 | 255.8642 | 0 | 255.5446 | 8.4069e-05 | 255.5446 | 0 | 255.5446 | 0
| 255.7501 | 0 | 255.7501 | 0 | 256.0706 | 0 | 255.7501 | 5.0861e-05 | 255.7501 | 0 | 255.7501 | 0
| 255.9557 | 0 | 255.9557 | 0 | 256.2771 | 0 | 255.9557 | 7.8027e-05 | 255.9557 | 0 | 255.9557 | 0
| 256.1612 | 0 | 256.1612 | 0 | 256.4836 | 0 | 256.1612 | 5.5485e-05 | 256.1612 | 0 | 256.1612 | 0
| 256.3668 | 0 | 256.3668 | 0 | 256.6901 | 0 | 256.3668 | 8.0631e-05 | 256.3668 | 0 | 256.3668 | 0
| 256.5723 | 0 | 256.5723 | 0 | 256.8966 | 0 | 256.5723 | 5.2304e-05 | 256.5723 | 0 | 256.5723 | 0
| 256.7779 | 0 | 256.7779 | 0 | 257.1032 | 0 | 256.7779 | 8.1863e-05 | 256.7779 | 0 | 256.7779 | 0
| 256.9835 | 0 | 256.9835 | 0 | 257.3098 | 0 | 256.9835 | 5.1606e-05 | 256.9835 | 0 | 256.9835 | 0
| 257.1891 | 0 | 257.1891 | 0 | 257.5163 | 0 | 257.1891 | 7.7182e-05 | 257.1891 | 0 | 257.1891 | 0
| 257.3948 | 0 | 257.3948 | 0 | 257.7229 | 0 | 257.3948 | 5.2088e-05 | 257.3948 | 0 | 257.3948 | 0
| 257.6004 | 0 | 257.6004 | 0 | 257.9296 | 0 | 257.6004 | 8.2593e-05 | 257.6004 | 0 | 257.6004 | 0
| 257.8061 | 0 | 257.8061 | 0 | 258.1362 | 0 | 257.8061 | 4.9678e-05 | 257.8061 | 0 | 257.8061 | 0
| 258.0117 | 0 | 258.0117 | 0 | 258.3428 | 0 | 258.0118 | 8.0534e-05 | 258.0117 | 0 | 258.0117 | 0
| 258.2174 | 0 | 258.2174 | 0 | 258.5495 | 0 | 258.2174 | 5.5312e-05 | 258.2174 | 0 | 258.2174 | 0
| 258.4231 | 0 | 258.4231 | 0 | 258.7562 | 0 | 258.4231 | 8.1302e-05 | 258.4231 | 0 | 258.4231 | 0
| 258.6288 | 0 | 258.6288 | 0 | 258.9629 | 0 | 258.6288 | 5.0208e-05 | 258.6288 | 0 | 258.6288 | 0
| 258.8346 | 0 | 258.8346 | 0 | 259.1696 | 0 | 258.8346 | 8.2154e-05 | 258.8346 | 0 | 258.8346 | 0
| 259.0403 | 0 | 259.0403 | 0 | 259.3764 | 0 | 259.0403 | 4.9935e-05 | 259.0403 | 0 | 259.0403 | 0
| 259.2461 | 0 | 259.2461 | 0 | 259.5831 | 0 | 259.2461 | 7.983e-05 | 259.2461 | 0 | 259.2461 | 0
| 259.4518 | 0 | 259.4518 | 0 | 259.7899 | 0 | 259.4518 | 5.073e-05 | 259.4518 | 0 | 259.4518 | 0
| 259.6576 | 0 | 259.6576 | 0 | 259.9967 | 0 | 259.6576 | 7.8084e-05 | 259.6576 | 0 | 259.6576 | 0
| 259.8634 | 0 | 259.8634 | 0 | 260.2035 | 0 | 259.8634 | 5.1716e-05 | 259.8634 | 0 | 259.8634 | 0
| 260.0692 | 0 | 260.0692 | 0 | 260.4103 | 0 | 260.0692 | 7.6208e-05 | 260.0692 | 0 | 260.0692 | 0
| 260.2751 | 0 | 260.2751 | 0 | 260.6172 | 0 | 260.2751 | 5.0979e-05 | 260.2751 | 0 | 260.2751 | 0
| 260.4809 | 0 | 260.4809 | 0 | 260.8241 | 0 | 260.4809 | 8.6161e-05 | 260.4809 | 0 | 260.4809 | 0
| 260.6867 | 0 | 260.6867 | 0 | 261.0309 | 0 | 260.6867 | 5.0652e-05 | 260.6867 | 0 | 260.6867 | 0
| 260.8926 | 0 | 260.8926 | 0 | 261.2378 | 0 | 260.8926 | 8.0246e-05 | 260.8926 | 0 | 260.8926 | 0
| 261.0985 | 0 | 261.0985 | 0 | 261.4448 | 0 | 261.0985 | 5.2151e-05 | 261.0985 | 0 | 261.0985 | 0
| 261.3044 | 0 | 261.3044 | 0 | 261.6517 | 0 | 261.3043 | 8.7026e-05 | 261.3044 | 0 | 261.3044 | 0
| 261.5103 | 0 | 261.5103 | 0 | 261.8586 | 0 | 261.5103 | 4.9188e-05 | 261.5103 | 0 | 261.5103 | 0
| 261.7162 | 0 | 261.7162 | 0 | 262.0656 | 0 | 261.7162 | 7.7453e-05 | 261.7162 | 0 | 261.7162 | 0
| 261.9221 | 0 | 261.9221 | 0 | 262.2726 | 0 | 261.9221 | 4.8387e-05 | 261.9221 | 0 | 261.9221 | 0
| 262.1281 | 0 | 262.1281 | 0 | 262.4796 | 0 | 262.1281 | 8.1451e-05 | 262.1281 | 0 | 262.1281 | 0
| 262.334 | 0 | 262.334 | 0 | 262.6866 | 0 | 262.334 | 5.4773e-05 | 262.334 | 0 | 262.334 | 0
| 262.54 | 0 | 262.54 | 0 | 262.8937 | 0 | 262.54 | 7.8018e-05 | 262.54 | 0 | 262.54 | 0
| 262.746 | 0 | 262.746 | 0 | 263.1007 | 0 | 262.746 | 5.1259e-05 | 262.746 | 0 | 262.746 | 0
| 262.952 | 0 | 262.952 | 0 | 263.3078 | 0 | 262.952 | 8.7203e-05 | 262.952 | 0 | 262.952 | 0
| 263.158 | 0 | 263.158 | 0 | 263.5149 | 0 | 263.158 | 5.3214e-05 | 263.158 | 0 | 263.158 | 0
| 263.364 | 0 | 263.364 | 0 | 263.722 | 0 | 263.364 | 7.9159e-05 | 263.364 | 0 | 263.364 | 0
| 263.5701 | 0 | 263.5701 | 0 | 263.9291 | 0 | 263.5701 | 5.124e-05 | 263.5701 | 0 | 263.5701 | 0
| 263.7761 | 0 | 263.7761 | 0 | 264.1363 | 0 | 263.7761 | 8.319e-05 | 263.7761 | 0 | 263.7761 | 0
| 263.9822 | 0 | 263.9822 | 0 | 264.3435 | 0 | 263.9822 | 5.3399e-05 | 263.9822 | 0 | 263.9822 | 0
| 264.1883 | 0 | 264.1883 | 0 | 264.5506 | 0 | 264.1883 | 7.9409e-05 | 264.1883 | 0 | 264.1883 | 0
| 264.3944 | 0 | 264.3944 | 0 | 264.7578 | 0 | 264.3944 | 5.7478e-05 | 264.3944 | 0 | 264.3944 | 0
| 264.6005 | 0 | 264.6005 | 0 | 264.9651 | 0 | 264.6005 | 8.0187e-05 | 264.6005 | 0 | 264.6005 | 0
| 264.8066 | 0 | 264.8066 | 0 | 265.1723 | 0 | 264.8066 | 4.8909e-05 | 264.8066 | 0 | 264.8066 | 0
| 265.0128 | 0 | 265.0128 | 0 | 265.3795 | 0 | 265.0128 | 8.676e-05 | 265.0128 | 0 | 265.0128 | 0
| 265.2189 | 0 | 265.2189 | 0 | 265.5868 | 0 | 265.2189 | 5.1699e-05 | 265.2189 | 0 | 265.2189 | 0
| 265.4251 | 0 | 265.4251 | 0 | 265.7941 | 0 | 265.4251 | 7.9204e-05 | 265.4251 | 0 | 265.4251 | 0
| 265.6313 | 0 | 265.6313 | 0 | 266.0014 | 0 | 265.6313 | 5.5777e-05 | 265.6313 | 0 | 265.6313 | 0
| 265.8374 | 0 | 265.8374 | 0 | 266.2087 | 0 | 265.8374 | 8.2199e-05 | 265.8374 | 0 | 265.8374 | 0
| 266.0436 | 0 | 266.0436 | 0 | 266.416 | 0 | 266.0436 | 5.5078e-05 | 266.0436 | 0 | 266.0436 | 0
| 266.2499 | 0 | 266.2499 | 0 | 266.6234 | 0 | 266.2499 | 8.4276e-05 | 266.2499 | 0 | 266.2499 | 0
| 266.4561 | 0 | 266.4561 | 0 | 266.8308 | 0 | 266.4561 | 5.3174e-05 | 266.4561 | 0 | 266.4561 | 0
| 266.6624 | 0 | 266.6624 | 0 | 267.0382 | 0 | 266.6624 | 7.7972e-05 | 266.6624 | 0 | 266.6624 | 0
| 266.8686 | 0 | 266.8686 | 0 | 267.2456 | 0 | 266.8686 | 5.1533e-05 | 266.8686 | 0 | 266.8686 | 0
| 267.0749 | 0 | 267.0749 | 0 | 267.453 | 0 | 267.0749 | 8.1964e-05 | 267.0749 | 0 | 267.0749 | 0
| 267.2812 | 0 | 267.2812 | 0 | 267.6605 | 0 | 267.2812 | 5.5034e-05 | 267.2812 | 0 | 267.2812 | 0
| 267.4875 | 0 | 267.4875 | 0 | 267.8679 | 0 | 267.4875 | 8.4049e-05 | 267.4875 | 0 | 267.4875 | 0
| 267.6938 | 0 | 267.6938 | 0 | 268.0754 | 0 | 267.6938 | 5.3867e-05 | 267.6938 | 0 | 267.6938 | 0
| 267.9001 | 0 | 267.9001 | 0 | 268.2829 | 0 | 267.9001 | 7.7822e-05 | 267.9001 | 0 | 267.9001 | 0
| 268.1065 | 0 | 268.1065 | 0 | 268.4904 | 0 | 268.1065 | 4.7011e-05 | 268.1065 | 0 | 268.1065 | 0
| 268.3128 | 0 | 268.3128 | 0 | 268.6979 | 0 | 268.3128 | 8.1e-05 | 268.3128 | 0 | 268.3128 | 0
| 268.5192 | 0 | 268.5192 | 0 | 268.9055 | 0 | 268.5192 | 5.3087e-05 | 268.5192 | 0 | 268.5192 | 0
| 268.7256 | 0 | 268.7256 | 0 | 269.113 | 0 | 268.7256 | 7.7801e-05 | 268.7256 | 0 | 268.7256 | 0
| 268.932 | 0 | 268.932 | 0 | 269.3206 | 0 | 268.932 | 5.4762e-05 | 268.932 | 0 | 268.932 | 0
| 269.1384 | 0 | 269.1384 | 0 | 269.5282 | 0 | 269.1384 | 8.2252e-05 | 269.1384 | 0 | 269.1384 | 0
| 269.3448 | 0 | 269.3448 | 0 | 269.7359 | 0 | 269.3448 | 5.4558e-05 | 269.3448 | 0 | 269.3448 | 0
| 269.5512 | 0 | 269.5512 | 0 | 269.9435 | 0 | 269.5512 | 8.3803e-05 | 269.5512 | 0 | 269.5512 | 0
| 269.7577 | 0 | 269.7577 | 0 | 270.1511 | 0 | 269.7577 | 5.0436e-05 | 269.7577 | 0 | 269.7577 | 0
| 269.9642 | 0 | 269.9642 | 0 | 270.3588 | 0 | 269.9642 | 8.1366e-05 | 269.9642 | 0 | 269.9642 | 0
| 270.1707 | 0 | 270.1707 | 0 | 270.5665 | 0 | 270.1707 | 4.6717e-05 | 270.1707 | 0 | 270.1707 | 0
| 270.3771 | 0 | 270.3771 | 0 | 270.7742 | 0 | 270.3771 | 8.4786e-05 | 270.3771 | 0 | 270.3771 | 0
| 270.5836 | 0 | 270.5836 | 0 | 270.9819 | 0 | 270.5836 | 5.1963e-05 | 270.5836 | 0 | 270.5836 | 0
| 270.7902 | 0 | 270.7902 | 0 | 271.1897 | 0 | 270.7902 | 8.1009e-05 | 270.7902 | 0 | 270.7902 | 0
| 270.9967 | 0 | 270.9967 | 0 | 271.3974 | 0 | 270.9967 | 5.4122e-05 | 270.9967 | 0 | 270.9967 | 0
| 271.2032 | 0 | 271.2032 | 0 | 271.6052 | 0 | 271.2033 | 7.6011e-05 | 271.2032 | 0 | 271.2032 | 0
| 271.4098 | 0 | 271.4098 | 0 | 271.813 | 0 | 271.4098 | 5.5733e-05 | 271.4098 | 0 | 271.4098 | 0
| 271.6164 | 0 | 271.6164 | 0 | 272.0208 | 0 | 271.6164 | 8.1082e-05 | 271.6164 | 0 | 271.6164 | 0
| 271.823 | 0 | 271.823 | 0 | 272.2286 | 0 | 271.823 | 5.178e-05 | 271.823 | 0 | 271.823 | 0
| 272.0296 | 0 | 272.0296 | 0 | 272.4365 | 0 | 272.0296 | 8.1898e-05 | 272.0296 | 0 | 272.0296 | 0
| 272.2362 | 0 | 272.2362 | 0 | 272.6443 | 0 | 272.2362 | 5.3578e-05 | 272.2362 | 0 | 272.2362 | 0
| 272.4428 | 0 | 272.4428 | 0 | 272.8522 | 0 | 272.4428 | 7.8248e-05 | 272.4428 | 0 | 272.4428 | 0
| 272.6494 | 0 | 272.6494 | 0 | 273.0601 | 0 | 272.6494 | 5.8981e-05 | 272.6494 | 0 | 272.6494 | 0
| 272.8561 | 0 | 272.8561 | 0 | 273.268 | 0 | 272.8561 | 8.8207e-05 | 272.8561 | 0 | 272.8561 | 0
| 273.0628 | 0 | 273.0628 | 0 | 273.476 | 0 | 273.0628 | 5.3614e-05 | 273.0628 | 0 | 273.0628 | 0
| 273.2695 | 0 | 273.2695 | 0 | 273.6839 | 0 | 273.2695 | 7.9535e-05 | 273.2695 | 0 | 273.2695 | 0
| 273.4762 | 0 | 273.4762 | 0 | 273.8919 | 0 | 273.4762 | 6.0964e-05 | 273.4762 | 0 | 273.4762 | 0
| 273.6829 | 0 | 273.6829 | 0 | 274.0999 | 0 | 273.6829 | 8.2806e-05 | 273.6829 | 0 | 273.6829 | 0
| 273.8896 | 0 | 273.8896 | 0 | 274.3079 | 0 | 273.8896 | 6.3076e-05 | 273.8896 | 0 | 273.8896 | 0
| 274.0963 | 0 | 274.0963 | 0 | 274.5159 | 0 | 274.0963 | 8.5197e-05 | 274.0963 | 0 | 274.0963 | 0
| 274.3031 | 0 | 274.3031 | 0 | 274.7239 | 0 | 274.3031 | 5.6465e-05 | 274.3031 | 0 | 274.3031 | 0
| 274.5099 | 0 | 274.5099 | 0 | 274.932 | 0 | 274.5099 | 7.7194e-05 | 274.5099 | 0 | 274.5099 | 0
| 274.7166 | 0 | 274.7166 | 0 | 275.14 | 0 | 274.7166 | 6.0655e-05 | 274.7166 | 0 | 274.7166 | 0
| 274.9234 | 0 | 274.9234 | 0 | 275.3481 | 0 | 274.9234 | 8.0836e-05 | 274.9234 | 0 | 274.9234 | 0
| 275.1302 | 0 | 275.1302 | 0 | 275.5562 | 0 | 275.1302 | 5.6298e-05 | 275.1302 | 0 | 275.1302 | 0
| 275.337 | 0 | 275.337 | 0 | 275.7644 | 0 | 275.337 | 8.2407e-05 | 275.337 | 0 | 275.337 | 0
| 275.5439 | 0 | 275.5439 | 0 | 275.9725 | 0 | 275.5439 | 6.0708e-05 | 275.5439 | 0 | 275.5439 | 0
| 275.7507 | 0 | 275.7507 | 0 | 276.1807 | 0 | 275.7507 | 8.2726e-05 | 275.7507 | 0 | 275.7507 | 0
| 275.9576 | 0 | 275.9576 | 0 | 276.3888 | 0 | 275.9576 | 5.5168e-05 | 275.9576 | 0 | 275.9576 | 0
| 276.1645 | 0 | 276.1645 | 0 | 276.597 | 0 | 276.1645 | 8.7171e-05 | 276.1645 | 0 | 276.1645 | 0
| 276.3713 | 0 | 276.3713 | 0 | 276.8052 | 0 | 276.3713 | 5.6383e-05 | 276.3713 | 0 | 276.3713 | 0
| 276.5782 | 0 | 276.5782 | 0 | 277.0135 | 0 | 276.5783 | 8.5347e-05 | 276.5782 | 0 | 276.5782 | 0
| 276.7852 | 0 | 276.7852 | 0 | 277.2217 | 0 | 276.7852 | 5.6773e-05 | 276.7852 | 0 | 276.7852 | 0
| 276.9921 | 0 | 276.9921 | 0 | 277.43 | 0 | 276.9921 | 8.5384e-05 | 276.9921 | 0 | 276.9921 | 0
| 277.199 | 0 | 277.199 | 0 | 277.6383 | 0 | 277.199 | 5.7278e-05 | 277.199 | 0 | 277.199 | 0
| 277.406 | 0 | 277.406 | 0 | 277.8465 | 0 | 277.406 | 8.1969e-05 | 277.406 | 0 | 277.406 | 0
| 277.6129 | 0 | 277.6129 | 0 | 278.0549 | 0 | 277.613 | 6.2286e-05 | 277.6129 | 0 | 277.6129 | 0
| 277.8199 | 0 | 277.8199 | 0 | 278.2632 | 0 | 277.8199 | 8.3047e-05 | 277.8199 | 0 | 277.8199 | 0
| 278.0269 | 0 | 278.0269 | 0 | 278.4715 | 0 | 278.0269 | 5.1547e-05 | 278.0269 | 0 | 278.0269 | 0
| 278.2339 | 0 | 278.2339 | 0 | 278.6799 | 0 | 278.2339 | 8.2912e-05 | 278.2339 | 0 | 278.2339 | 0
| 278.4409 | 0 | 278.4409 | 0 | 278.8883 | 0 | 278.4409 | 5.821e-05 | 278.4409 | 0 | 278.4409 | 0
| 278.648 | 0 | 278.648 | 0 | 279.0967 | 0 | 278.648 | 8.8361e-05 | 278.648 | 0 | 278.648 | 0
| 278.855 | 0 | 278.855 | 0 | 279.3051 | 0 | 278.855 | 5.3507e-05 | 278.855 | 0 | 278.855 | 0
| 279.0621 | 0 | 279.0621 | 0 | 279.5135 | 0 | 279.0621 | 8.9298e-05 | 279.0621 | 0 | 279.0621 | 0
| 279.2692 | 0 | 279.2692 | 0 | 279.722 | 0 | 279.2692 | 6.0233e-05 | 279.2692 | 0 | 279.2692 | 0
| 279.4763 | 0 | 279.4763 | 0 | 279.9305 | 0 | 279.4763 | 8.5675e-05 | 279.4763 | 0 | 279.4763 | 0
| 279.6833 | 0 | 279.6833 | 0 | 280.1389 | 0 | 279.6834 | 5.3845e-05 | 279.6833 | 0 | 279.6833 | 0
| 279.8905 | 0 | 279.8905 | 0 | 280.3474 | 0 | 279.8905 | 9.1333e-05 | 279.8905 | 0 | 279.8905 | 0
| 280.0976 | 0 | 280.0976 | 0 | 280.556 | 0 | 280.0976 | 5.7766e-05 | 280.0976 | 0 | 280.0976 | 0
| 280.3047 | 0 | 280.3047 | 0 | 280.7645 | 0 | 280.3048 | 8.5621e-05 | 280.3047 | 0 | 280.3047 | 0
| 280.5119 | 0 | 280.5119 | 0 | 280.9731 | 0 | 280.5119 | 5.8719e-05 | 280.5119 | 0 | 280.5119 | 0
| 280.7191 | 0 | 280.7191 | 0 | 281.1816 | 0 | 280.7191 | 9.3062e-05 | 280.7191 | 0 | 280.7191 | 0
| 280.9263 | 0 | 280.9263 | 0 | 281.3902 | 0 | 280.9263 | 6.4104e-05 | 280.9263 | 0 | 280.9263 | 0
| 281.1335 | 0 | 281.1335 | 0 | 281.5988 | 0 | 281.1334 | 8.698e-05 | 281.1335 | 0 | 281.1335 | 0
| 281.3407 | 0 | 281.3407 | 0 | 281.8075 | 0 | 281.3407 | 5.923e-05 | 281.3407 | 0 | 281.3407 | 0
| 281.5479 | 0 | 281.5479 | 0 | 282.0161 | 0 | 281.5479 | 8.1577e-05 | 281.5479 | 0 | 281.5479 | 0
| 281.7551 | 0 | 281.7551 | 0 | 282.2247 | 0 | 281.7551 | 6.0149e-05 | 281.7551 | 0 | 281.7551 | 0
| 281.9624 | 0 | 281.9624 | 0 | 282.4334 | 0 | 281.9624 | 9.2386e-05 | 281.9624 | 0 | 281.9624 | 0
| 282.1696 | 0 | 282.1696 | 0 | 282.6421 | 0 | 282.1696 | 6.2928e-05 | 282.1696 | 0 | 282.1696 | 0
| 282.3769 | 0 | 282.3769 | 0 | 282.8508 | 0 | 282.3769 | 9.5024e-05 | 282.3769 | 0 | 282.3769 | 0
| 282.5842 | 0 | 282.5842 | 0 | 283.0596 | 0 | 282.5842 | 6.0118e-05 | 282.5842 | 0 | 282.5842 | 0
| 282.7915 | 0 | 282.7915 | 0 | 283.2683 | 0 | 282.7915 | 8.8866e-05 | 282.7915 | 0 | 282.7915 | 0
| 282.9988 | 0 | 282.9988 | 0 | 283.4771 | 0 | 282.9988 | 6.5409e-05 | 282.9988 | 0 | 282.9988 | 0
| 283.2062 | 0 | 283.2062 | 0 | 283.6858 | 0 | 283.2062 | 8.6932e-05 | 283.2062 | 0 | 283.2062 | 0
| 283.4135 | 0 | 283.4135 | 0 | 283.8946 | 0 | 283.4135 | 6.8219e-05 | 283.4135 | 0 | 283.4135 | 0
| 283.6209 | 0 | 283.6209 | 0 | 284.1035 | 0 | 283.6209 | 9.0167e-05 | 283.6209 | 0 | 283.6209 | 0
| 283.8282 | 0 | 283.8282 | 0 | 284.3123 | 0 | 283.8283 | 6.4416e-05 | 283.8282 | 0 | 283.8282 | 0
| 284.0356 | 0 | 284.0356 | 0 | 284.5211 | 0 | 284.0356 | 9.5438e-05 | 284.0356 | 0 | 284.0356 | 0
| 284.243 | 0 | 284.243 | 0 | 284.73 | 0 | 284.243 | 6.7788e-05 | 284.243 | 0 | 284.243 | 0
| 284.4504 | 0 | 284.4504 | 0 | 284.9389 | 0 | 284.4504 | 9.6778e-05 | 284.4504 | 0 | 284.4504 | 0
| 284.6579 | 0 | 284.6579 | 0 | 285.1478 | 0 | 284.6579 | 6.215e-05 | 284.6579 | 0 | 284.6579 | 0
| 284.8653 | 0 | 284.8653 | 0 | 285.3567 | 0 | 284.8653 | 0.0001007 | 284.8653 | 0 | 284.8653 | 0
| 285.0728 | 0 | 285.0728 | 0 | 285.5656 | 0 | 285.0727 | 7.1578e-05 | 285.0728 | 0 | 285.0728 | 0
| 285.2802 | 0 | 285.2802 | 0 | 285.7746 | 0 | 285.2802 | 9.9969e-05 | 285.2802 | 0 | 285.2802 | 0
| 285.4877 | 0 | 285.4877 | 0 | 285.9835 | 0 | 285.4877 | 6.7692e-05 | 285.4877 | 0 | 285.4877 | 0
| 285.6952 | 0 | 285.6952 | 0 | 286.1925 | 0 | 285.6952 | 0.000102 | 285.6952 | 0 | 285.6952 | 0
| 285.9027 | 0 | 285.9027 | 0 | 286.4015 | 0 | 285.9027 | 7.0871e-05 | 285.9027 | 0 | 285.9027 | 0
| 286.1102 | 0 | 286.1102 | 0 | 286.6105 | 0 | 286.1102 | 0.00010266 | 286.1102 | 0 | 286.1102 | 0
| 286.3177 | 0 | 286.3177 | 0 | 286.8196 | 0 | 286.3177 | 7.4868e-05 | 286.3177 | 0 | 286.3177 | 0
| 286.5253 | 0 | 286.5253 | 0 | 287.0286 | 0 | 286.5253 | 9.8762e-05 | 286.5253 | 0 | 286.5253 | 0
| 286.7329 | 0 | 286.7329 | 0 | 287.2377 | 0 | 286.7329 | 7.1677e-05 | 286.7329 | 0 | 286.7329 | 0
| 286.9404 | 0 | 286.9404 | 0 | 287.4468 | 0 | 286.9404 | 0.00010663 | 286.9404 | 0 | 286.9404 | 0
| 287.148 | 0 | 287.148 | 0 | 287.6559 | 0 | 287.148 | 7.2084e-05 | 287.148 | 0 | 287.148 | 0
| 287.3556 | 0 | 287.3556 | 0 | 287.865 | 0 | 287.3556 | 0.00010117 | 287.3556 | 0 | 287.3556 | 0
| 287.5632 | 0 | 287.5632 | 0 | 288.0741 | 0 | 287.5632 | 7.5655e-05 | 287.5632 | 0 | 287.5632 | 0
| 287.7709 | 0 | 287.7709 | 0 | 288.2833 | 0 | 287.7709 | 9.8269e-05 | 287.7709 | 0 | 287.7709 | 0
| 287.9785 | 0 | 287.9785 | 0 | 288.4925 | 0 | 287.9785 | 7.6647e-05 | 287.9785 | 0 | 287.9785 | 0
| 288.1862 | 0 | 288.1862 | 0 | 288.7017 | 0 | 288.1862 | 0.00010221 | 288.1862 | 0 | 288.1862 | 0
| 288.3938 | 0 | 288.3938 | 0 | 288.9109 | 0 | 288.3938 | 7.1388e-05 | 288.3938 | 0 | 288.3938 | 0
| 288.6015 | 0 | 288.6015 | 0 | 289.1201 | 0 | 288.6015 | 9.4598e-05 | 288.6015 | 0 | 288.6015 | 0
| 288.8092 | 0 | 288.8092 | 0 | 289.3293 | 0 | 288.8092 | 7.9219e-05 | 288.8092 | 0 | 288.8092 | 0
| 289.0169 | 0 | 289.0169 | 0 | 289.5386 | 0 | 289.0169 | 0.00010401 | 289.0169 | 0 | 289.0169 | 0
| 289.2246 | 0 | 289.2246 | 0 | 289.7479 | 0 | 289.2246 | 7.3776e-05 | 289.2246 | 0 | 289.2246 | 0
| 289.4324 | 0 | 289.4324 | 0 | 289.9572 | 0 | 289.4324 | 0.00010537 | 289.4324 | 0 | 289.4324 | 0
| 289.6401 | 0 | 289.6401 | 0 | 290.1665 | 0 | 289.6401 | 7.7819e-05 | 289.6401 | 0 | 289.6401 | 0
| 289.8479 | 0 | 289.8479 | 0 | 290.3758 | 0 | 289.8479 | 0.00010378 | 289.8479 | 0 | 289.8479 | 0
| 290.0557 | 0 | 290.0557 | 0 | 290.5851 | 0 | 290.0557 | 7.4021e-05 | 290.0557 | 0 | 290.0557 | 0
| 290.2635 | 0 | 290.2635 | 0 | 290.7945 | 0 | 290.2635 | 0.00010238 | 290.2635 | 0 | 290.2635 | 0
| 290.4713 | 0 | 290.4713 | 0 | 291.0039 | 0 | 290.4712 | 7.97e-05 | 290.4713 | 0 | 290.4713 | 0
| 290.679 | 0 | 290.679 | 0 | 291.2133 | 0 | 290.6791 | 9.9647e-05 | 290.679 | 0 | 290.679 | 0
| 290.8869 | 0 | 290.8869 | 0 | 291.4227 | 0 | 290.8869 | 7.6674e-05 | 290.8869 | 0 | 290.8869 | 0
| 291.0947 | 0 | 291.0947 | 0 | 291.6321 | 0 | 291.0947 | 0.00010601 | 291.0947 | 0 | 291.0947 | 0
| 291.3026 | 0 | 291.3026 | 0 | 291.8416 | 0 | 291.3026 | 7.528e-05 | 291.3026 | 0 | 291.3026 | 0
| 291.5104 | 0 | 291.5104 | 0 | 292.051 | 0 | 291.5104 | 0.00010421 | 291.5104 | 0 | 291.5104 | 0
| 291.7183 | 0 | 291.7183 | 0 | 292.2605 | 0 | 291.7183 | 7.3952e-05 | 291.7183 | 0 | 291.7183 | 0
| 291.9262 | 0 | 291.9262 | 0 | 292.47 | 0 | 291.9262 | 0.00010206 | 291.9262 | 0 | 291.9262 | 0
| 292.1341 | 0 | 292.1341 | 0 | 292.6795 | 0 | 292.1341 | 7.6307e-05 | 292.1341 | 0 | 292.1341 | 0
| 292.3421 | 0 | 292.3421 | 0 | 292.889 | 0 | 292.3421 | 0.00010032 | 292.3421 | 0 | 292.3421 | 0
| 292.55 | 0 | 292.55 | 0 | 293.0986 | 0 | 292.55 | 6.9135e-05 | 292.55 | 0 | 292.55 | 0
| 292.7579 | 0 | 292.7579 | 0 | 293.3082 | 0 | 292.7579 | 0.00010703 | 292.7579 | 0 | 292.7579 | 0
| 292.9659 | 0 | 292.9659 | 0 | 293.5177 | 0 | 292.9659 | 7.5854e-05 | 292.9659 | 0 | 292.9659 | 0
| 293.1739 | 0 | 293.1739 | 0 | 293.7273 | 0 | 293.1739 | 0.00010538 | 293.1739 | 0 | 293.1739 | 0
| 293.3819 | 0 | 293.3819 | 0 | 293.937 | 0 | 293.3819 | 7.2528e-05 | 293.3819 | 0 | 293.3819 | 0
| 293.5899 | 0 | 293.5899 | 0 | 294.1466 | 0 | 293.5899 | 9.9507e-05 | 293.5899 | 0 | 293.5899 | 0
| 293.7979 | 0 | 293.7979 | 0 | 294.3562 | 0 | 293.7979 | 7.6116e-05 | 293.7979 | 0 | 293.7979 | 0
| 294.0059 | 0 | 294.0059 | 0 | 294.5659 | 0 | 294.0059 | 0.00010103 | 294.0059 | 0 | 294.0059 | 0
| 294.214 | 0 | 294.214 | 0 | 294.7756 | 0 | 294.214 | 7.3378e-05 | 294.214 | 0 | 294.214 | 0
| 294.422 | 0 | 294.422 | 0 | 294.9853 | 0 | 294.422 | 0.00010035 | 294.422 | 0 | 294.422 | 0
| 294.6301 | 0 | 294.6301 | 0 | 295.195 | 0 | 294.6301 | 7.7208e-05 | 294.6301 | 0 | 294.6301 | 0
| 294.8382 | 0 | 294.8382 | 0 | 295.4047 | 0 | 294.8382 | 9.8279e-05 | 294.8382 | 0 | 294.8382 | 0
| 295.0463 | 0 | 295.0463 | 0 | 295.6145 | 0 | 295.0463 | 7.8903e-05 | 295.0463 | 0 | 295.0463 | 0
| 295.2544 | 0 | 295.2544 | 0 | 295.8243 | 0 | 295.2544 | 9.8422e-05 | 295.2544 | 0 | 295.2544 | 0
| 295.4625 | 0 | 295.4625 | 0 | 296.034 | 0 | 295.4625 | 7.6403e-05 | 295.4625 | 0 | 295.4625 | 0
| 295.6706 | 0 | 295.6706 | 0 | 296.2438 | 0 | 295.6706 | 9.7351e-05 | 295.6706 | 0 | 295.6706 | 0
| 295.8788 | 0 | 295.8788 | 0 | 296.4537 | 0 | 295.8788 | 7.0597e-05 | 295.8788 | 0 | 295.8788 | 0
| 296.0869 | 0 | 296.0869 | 0 | 296.6635 | 0 | 296.0869 | 0.00010246 | 296.0869 | 0 | 296.0869 | 0
| 296.2951 | 0 | 296.2951 | 0 | 296.8733 | 0 | 296.2951 | 7.1216e-05 | 296.2951 | 0 | 296.2951 | 0
| 296.5033 | 0 | 296.5033 | 0 | 297.0832 | 0 | 296.5033 | 9.6995e-05 | 296.5033 | 0 | 296.5033 | 0
| 296.7115 | 0 | 296.7115 | 0 | 297.2931 | 0 | 296.7115 | 7.41e-05 | 296.7115 | 0 | 296.7115 | 0
| 296.9197 | 0 | 296.9197 | 0 | 297.503 | 0 | 296.9197 | 0.00010213 | 296.9197 | 0 | 296.9197 | 0
| 297.1279 | 0 | 297.1279 | 0 | 297.7129 | 0 | 297.1279 | 6.7685e-05 | 297.1279 | 0 | 297.1279 | 0
| 297.3362 | 0 | 297.3362 | 0 | 297.9229 | 0 | 297.3362 | 0.00010481 | 297.3362 | 0 | 297.3362 | 0
| 297.5444 | 0 | 297.5444 | 0 | 298.1328 | 0 | 297.5444 | 7.9064e-05 | 297.5444 | 0 | 297.5444 | 0
| 297.7527 | 0 | 297.7527 | 0 | 298.3428 | 0 | 297.7527 | 9.9645e-05 | 297.7527 | 0 | 297.7527 | 0
| 297.961 | 0 | 297.961 | 0 | 298.5528 | 0 | 297.961 | 7.8475e-05 | 297.961 | 0 | 297.961 | 0
| 298.1693 | 0 | 298.1693 | 0 | 298.7628 | 0 | 298.1693 | 0.00010353 | 298.1693 | 0 | 298.1693 | 0
| 298.3776 | 0 | 298.3776 | 0 | 298.9728 | 0 | 298.3776 | 8.1521e-05 | 298.3776 | 0 | 298.3776 | 0
| 298.5859 | 0 | 298.5859 | 0 | 299.1828 | 0 | 298.5859 | 0.00010476 | 298.5859 | 0 | 298.5859 | 0
| 298.7942 | 0 | 298.7942 | 0 | 299.3929 | 0 | 298.7942 | 8.2457e-05 | 298.7942 | 0 | 298.7942 | 0
| 299.0026 | 0 | 299.0026 | 0 | 299.603 | 0 | 299.0026 | 0.00010233 | 299.0026 | 0 | 299.0026 | 0
| 299.2109 | 0 | 299.2109 | 0 | 299.8131 | 0 | 299.2109 | 7.8673e-05 | 299.2109 | 0 | 299.2109 | 0
| 299.4193 | 0 | 299.4193 | 0 | 300.0232 | 0 | 299.4193 | 0.00010605 | 299.4193 | 0 | 299.4193 | 0
| 299.6277 | 0 | 299.6277 | 0 | 300.2333 | 0 | 299.6277 | 7.9336e-05 | 299.6277 | 0 | 299.6277 | 0
| 299.8361 | 0 | 299.8361 | 0 | 300.4434 | 0 | 299.8361 | 0.00010465 | 299.8361 | 0 | 299.8361 | 0
| 300.0445 | 0 | 300.0445 | 0 | 300.6536 | 0 | 300.0445 | 8.3557e-05 | 300.0445 | 0 | 300.0445 | 0
| 300.253 | 0 | 300.253 | 0 | 300.8638 | 0 | 300.253 | 9.9957e-05 | 300.253 | 0 | 300.253 | 0
| 300.4614 | 0 | 300.4614 | 0 | 301.074 | 0 | 300.4614 | 7.4988e-05 | 300.4614 | 0 | 300.4614 | 0
| 300.6698 | 0 | 300.6698 | 0 | 301.2842 | 0 | 300.6698 | 0.00010857 | 300.6698 | 0 | 300.6698 | 0
| 300.8783 | 0 | 300.8783 | 0 | 301.4944 | 0 | 300.8783 | 8.8686e-05 | 300.8783 | 0 | 300.8783 | 0
| 301.0868 | 0 | 301.0868 | 0 | 301.7046 | 0 | 301.0868 | 0.00010302 | 301.0868 | 0 | 301.0868 | 0
| 301.2953 | 0 | 301.2953 | 0 | 301.9149 | 0 | 301.2953 | 7.6763e-05 | 301.2953 | 0 | 301.2953 | 0
| 301.5038 | 0 | 301.5038 | 0 | 302.1252 | 0 | 301.5038 | 0.00011166 | 301.5038 | 0 | 301.5038 | 0
| 301.7123 | 0 | 301.7123 | 0 | 302.3354 | 0 | 301.7123 | 7.797e-05 | 301.7123 | 0 | 301.7123 | 0
| 301.9208 | 0 | 301.9208 | 0 | 302.5457 | 0 | 301.9208 | 0.00011207 | 301.9208 | 0 | 301.9208 | 0
| 302.1294 | 0 | 302.1294 | 0 | 302.7561 | 0 | 302.1294 | 7.8966e-05 | 302.1294 | 0 | 302.1294 | 0
| 302.338 | 0 | 302.338 | 0 | 302.9664 | 0 | 302.3379 | 0.00010829 | 302.338 | 0 | 302.338 | 0
| 302.5465 | 0 | 302.5465 | 0 | 303.1768 | 0 | 302.5465 | 8.6748e-05 | 302.5465 | 0 | 302.5465 | 0
| 302.7551 | 0 | 302.7551 | 0 | 303.3872 | 0 | 302.7551 | 9.9588e-05 | 302.7551 | 0 | 302.7551 | 0
| 302.9637 | 0 | 302.9637 | 0 | 303.5976 | 0 | 302.9637 | 8.0467e-05 | 302.9637 | 0 | 302.9637 | 0
| 303.1723 | 0 | 303.1723 | 0 | 303.808 | 0 | 303.1723 | 0.00010558 | 303.1723 | 0 | 303.1723 | 0
| 303.381 | 0 | 303.381 | 0 | 304.0184 | 0 | 303.3809 | 8.0937e-05 | 303.381 | 0 | 303.381 | 0
| 303.5896 | 0 | 303.5896 | 0 | 304.2288 | 0 | 303.5896 | 0.00010864 | 303.5896 | 0 | 303.5896 | 0
| 303.7982 | 0 | 303.7982 | 0 | 304.4393 | 0 | 303.7982 | 7.8649e-05 | 303.7982 | 0 | 303.7982 | 0
| 304.0069 | 0 | 304.0069 | 0 | 304.6498 | 0 | 304.0069 | 0.00010049 | 304.0069 | 0 | 304.0069 | 0
| 304.2156 | 0 | 304.2156 | 0 | 304.8603 | 0 | 304.2156 | 7.7065e-05 | 304.2156 | 0 | 304.2156 | 0
| 304.4243 | 0 | 304.4243 | 0 | 305.0708 | 0 | 304.4243 | 0.00010271 | 304.4243 | 0 | 304.4243 | 0
| 304.633 | 0 | 304.633 | 0 | 305.2813 | 0 | 304.633 | 7.6669e-05 | 304.633 | 0 | 304.633 | 0
| 304.8417 | 0 | 304.8417 | 0 | 305.4918 | 0 | 304.8417 | 0.00010913 | 304.8417 | 0 | 304.8417 | 0
| 305.0504 | 0 | 305.0504 | 0 | 305.7024 | 0 | 305.0504 | 7.5612e-05 | 305.0504 | 0 | 305.0504 | 0
| 305.2592 | 0 | 305.2592 | 0 | 305.913 | 0 | 305.2592 | 9.9743e-05 | 305.2592 | 0 | 305.2592 | 0
| 305.4679 | 0 | 305.4679 | 0 | 306.1236 | 0 | 305.4679 | 7.8672e-05 | 305.4679 | 0 | 305.4679 | 0
| 305.6767 | 0 | 305.6767 | 0 | 306.3342 | 0 | 305.6767 | 0.00010745 | 305.6767 | 0 | 305.6767 | 0
| 305.8855 | 0 | 305.8855 | 0 | 306.5448 | 0 | 305.8855 | 7.68e-05 | 305.8855 | 0 | 305.8855 | 0
| 306.0943 | 0 | 306.0943 | 0 | 306.7554 | 0 | 306.0943 | 0.00010467 | 306.0943 | 0 | 306.0943 | 0
| 306.3031 | 0 | 306.3031 | 0 | 306.9661 | 0 | 306.3031 | 7.6994e-05 | 306.3031 | 0 | 306.3031 | 0
| 306.5119 | 0 | 306.5119 | 0 | 307.1768 | 0 | 306.5119 | 0.0001047 | 306.5119 | 0 | 306.5119 | 0
| 306.7207 | 0 | 306.7207 | 0 | 307.3875 | 0 | 306.7207 | 7.1421e-05 | 306.7207 | 0 | 306.7207 | 0
| 306.9296 | 0 | 306.9296 | 0 | 307.5982 | 0 | 306.9296 | 0.00010112 | 306.9296 | 0 | 306.9296 | 0
| 307.1385 | 0 | 307.1385 | 0 | 307.8089 | 0 | 307.1385 | 8.2694e-05 | 307.1385 | 0 | 307.1385 | 0
| 307.3473 | 0 | 307.3473 | 0 | 308.0197 | 0 | 307.3473 | 0.00010257 | 307.3473 | 0 | 307.3473 | 0
| 307.5562 | 0 | 307.5562 | 0 | 308.2304 | 0 | 307.5562 | 7.5694e-05 | 307.5562 | 0 | 307.5562 | 0
| 307.7651 | 0 | 307.7651 | 0 | 308.4412 | 0 | 307.7651 | 0.00010553 | 307.7651 | 0 | 307.7651 | 0
| 307.974 | 0 | 307.974 | 0 | 308.652 | 0 | 307.974 | 8.0638e-05 | 307.974 | 0 | 307.974 | 0
| 308.183 | 0 | 308.183 | 0 | 308.8628 | 0 | 308.183 | 0.000112 | 308.183 | 0 | 308.183 | 0
| 308.3919 | 0 | 308.3919 | 0 | 309.0736 | 0 | 308.3919 | 7.6684e-05 | 308.3919 | 0 | 308.3919 | 0
| 308.6009 | 0 | 308.6009 | 0 | 309.2845 | 0 | 308.6009 | 0.00011078 | 308.6009 | 0 | 308.6009 | 0
| 308.8098 | 0 | 308.8098 | 0 | 309.4953 | 0 | 308.8098 | 8.1633e-05 | 308.8098 | 0 | 308.8098 | 0
| 309.0188 | 0 | 309.0188 | 0 | 309.7062 | 0 | 309.0188 | 9.9323e-05 | 309.0188 | 0 | 309.0188 | 0
| 309.2278 | 0 | 309.2278 | 0 | 309.9171 | 0 | 309.2278 | 7.8647e-05 | 309.2278 | 0 | 309.2278 | 0
| 309.4368 | 0 | 309.4368 | 0 | 310.128 | 0 | 309.4368 | 0.00010961 | 309.4368 | 0 | 309.4368 | 0
| 309.6458 | 0 | 309.6458 | 0 | 310.339 | 0 | 309.6458 | 7.7527e-05 | 309.6458 | 0 | 309.6458 | 0
| 309.8549 | 0 | 309.8549 | 0 | 310.5499 | 0 | 309.8549 | 0.0001067 | 309.8549 | 0 | 309.8549 | 0
| 310.0639 | 0 | 310.0639 | 0 | 310.7609 | 0 | 310.0639 | 7.2139e-05 | 310.0639 | 0 | 310.0639 | 0
| 310.273 | 0 | 310.273 | 0 | 310.9718 | 0 | 310.273 | 0.00010302 | 310.273 | 0 | 310.273 | 0
| 310.4821 | 0 | 310.4821 | 0 | 311.1828 | 0 | 310.4821 | 7.7159e-05 | 310.4821 | 0 | 310.4821 | 0
| 310.6911 | 0 | 310.6911 | 0 | 311.3938 | 0 | 310.6911 | 0.00010415 | 310.6911 | 0 | 310.6911 | 0
| 310.9002 | 0 | 310.9002 | 0 | 311.6049 | 0 | 310.9002 | 7.2956e-05 | 310.9002 | 0 | 310.9002 | 0
| 311.1093 | 0 | 311.1093 | 0 | 311.8159 | 0 | 311.1093 | 0.00010431 | 311.1093 | 0 | 311.1093 | 0
| 311.3185 | 0 | 311.3185 | 0 | 312.027 | 0 | 311.3185 | 8.1438e-05 | 311.3185 | 0 | 311.3185 | 0
| 311.5276 | 0 | 311.5276 | 0 | 312.238 | 0 | 311.5276 | 0.00010491 | 311.5276 | 0 | 311.5276 | 0
| 311.7368 | 0 | 311.7368 | 0 | 312.4491 | 0 | 311.7368 | 8.4849e-05 | 311.7368 | 0 | 311.7368 | 0
| 311.9459 | 0 | 311.9459 | 0 | 312.6603 | 0 | 311.9459 | 0.00010672 | 311.9459 | 0 | 311.9459 | 0
| 312.1551 | 0 | 312.1551 | 0 | 312.8714 | 0 | 312.1551 | 8.1527e-05 | 312.1551 | 0 | 312.1551 | 0
| 312.3643 | 0 | 312.3643 | 0 | 313.0825 | 0 | 312.3643 | 0.00010612 | 312.3643 | 0 | 312.3643 | 0
| 312.5735 | 0 | 312.5735 | 0 | 313.2937 | 0 | 312.5735 | 8.0803e-05 | 312.5735 | 0 | 312.5735 | 0
| 312.7827 | 0 | 312.7827 | 0 | 313.5049 | 0 | 312.7827 | 0.00010849 | 312.7827 | 0 | 312.7827 | 0
| 312.9919 | 0 | 312.9919 | 0 | 313.7161 | 0 | 312.9919 | 8.6177e-05 | 312.9919 | 0 | 312.9919 | 0
| 313.2012 | 0 | 313.2012 | 0 | 313.9273 | 0 | 313.2012 | 0.00010935 | 313.2012 | 0 | 313.2012 | 0
| 313.4105 | 0 | 313.4105 | 0 | 314.1385 | 0 | 313.4105 | 8.0173e-05 | 313.4105 | 0 | 313.4105 | 0
| 313.6197 | 0 | 313.6197 | 0 | 314.3497 | 0 | 313.6197 | 0.00011113 | 313.6197 | 0 | 313.6197 | 0
| 313.829 | 0 | 313.829 | 0 | 314.561 | 0 | 313.829 | 7.4616e-05 | 313.829 | 0 | 313.829 | 0
| 314.0383 | 0 | 314.0383 | 0 | 314.7723 | 0 | 314.0383 | 0.00010872 | 314.0383 | 0 | 314.0383 | 0
| 314.2476 | 0 | 314.2476 | 0 | 314.9836 | 0 | 314.2476 | 7.908e-05 | 314.2476 | 0 | 314.2476 | 0
| 314.4569 | 0 | 314.4569 | 0 | 315.1949 | 0 | 314.4569 | 0.00010932 | 314.4569 | 0 | 314.4569 | 0
| 314.6663 | 0 | 314.6663 | 0 | 315.4062 | 0 | 314.6663 | 7.9615e-05 | 314.6663 | 0 | 314.6663 | 0
| 314.8756 | 0 | 314.8756 | 0 | 315.6175 | 0 | 314.8756 | 0.00010265 | 314.8756 | 0 | 314.8756 | 0
| 315.085 | 0 | 315.085 | 0 | 315.8289 | 0 | 315.085 | 7.526e-05 | 315.085 | 0 | 315.085 | 0
| 315.2944 | 0 | 315.2944 | 0 | 316.0403 | 0 | 315.2944 | 0.0001073 | 315.2944 | 0 | 315.2944 | 0
| 315.5038 | 0 | 315.5038 | 0 | 316.2517 | 0 | 315.5038 | 7.6177e-05 | 315.5038 | 0 | 315.5038 | 0
| 315.7131 | 0 | 315.7131 | 0 | 316.4631 | 0 | 315.7131 | 0.000104 | 315.7131 | 0 | 315.7131 | 0
| 315.9225 | 0 | 315.9225 | 0 | 316.6745 | 0 | 315.9226 | 7.8131e-05 | 315.9225 | 0 | 315.9225 | 0
| 316.132 | 0 | 316.132 | 0 | 316.886 | 0 | 316.132 | 0.00010762 | 316.132 | 0 | 316.132 | 0
| 316.3414 | 0 | 316.3414 | 0 | 317.0974 | 0 | 316.3414 | 7.5975e-05 | 316.3414 | 0 | 316.3414 | 0
| 316.5509 | 0 | 316.5509 | 0 | 317.3089 | 0 | 316.5509 | 0.0001003 | 316.5509 | 0 | 316.5509 | 0
| 316.7603 | 0 | 316.7603 | 0 | 317.5204 | 0 | 316.7604 | 7.726e-05 | 316.7603 | 0 | 316.7603 | 0
| 316.9698 | 0 | 316.9698 | 0 | 317.7319 | 0 | 316.9698 | 0.00010159 | 316.9698 | 0 | 316.9698 | 0
| 317.1793 | 0 | 317.1793 | 0 | 317.9434 | 0 | 317.1793 | 7.2048e-05 | 317.1793 | 0 | 317.1793 | 0
| 317.3888 | 0 | 317.3888 | 0 | 318.155 | 0 | 317.3888 | 0.00010431 | 317.3888 | 0 | 317.3888 | 0
| 317.5983 | 0 | 317.5983 | 0 | 318.3665 | 0 | 317.5983 | 7.618e-05 | 317.5983 | 0 | 317.5983 | 0
| 317.8079 | 0 | 317.8079 | 0 | 318.5781 | 0 | 317.8079 | 0.00010313 | 317.8079 | 0 | 317.8079 | 0
| 318.0174 | 0 | 318.0174 | 0 | 318.7897 | 0 | 318.0174 | 8.1665e-05 | 318.0174 | 0 | 318.0174 | 0
| 318.227 | 0 | 318.227 | 0 | 319.0013 | 0 | 318.227 | 0.00010663 | 318.227 | 0 | 318.227 | 0
| 318.4366 | 0 | 318.4366 | 0 | 319.2129 | 0 | 318.4366 | 7.526e-05 | 318.4366 | 0 | 318.4366 | 0
| 318.6461 | 0 | 318.6461 | 0 | 319.4246 | 0 | 318.6461 | 0.00010759 | 318.6461 | 0 | 318.6461 | 0
| 318.8557 | 0 | 318.8557 | 0 | 319.6362 | 0 | 318.8557 | 7.7332e-05 | 318.8557 | 0 | 318.8557 | 0
| 319.0653 | 0 | 319.0653 | 0 | 319.8479 | 0 | 319.0653 | 0.00010393 | 319.0653 | 0 | 319.0653 | 0
| 319.275 | 0 | 319.275 | 0 | 320.0596 | 0 | 319.275 | 8.411e-05 | 319.275 | 0 | 319.275 | 0
| 319.4846 | 0 | 319.4846 | 0 | 320.2713 | 0 | 319.4846 | 0.00010728 | 319.4846 | 0 | 319.4846 | 0
| 319.6942 | 0 | 319.6942 | 0 | 320.483 | 0 | 319.6942 | 7.5804e-05 | 319.6942 | 0 | 319.6942 | 0
| 319.9039 | 0 | 319.9039 | 0 | 320.6948 | 0 | 319.9039 | 0.00010477 | 319.9039 | 0 | 319.9039 | 0
| 320.1136 | 0 | 320.1136 | 0 | 320.9065 | 0 | 320.1136 | 8.0088e-05 | 320.1136 | 0 | 320.1136 | 0
| 320.3233 | 0 | 320.3233 | 0 | 321.1183 | 0 | 320.3233 | 0.00010362 | 320.3233 | 0 | 320.3233 | 0
| 320.533 | 0 | 320.533 | 0 | 321.3301 | 0 | 320.533 | 8.3627e-05 | 320.533 | 0 | 320.533 | 0
| 320.7427 | 0 | 320.7427 | 0 | 321.5419 | 0 | 320.7427 | 0.00010952 | 320.7427 | 0 | 320.7427 | 0
| 320.9524 | 0 | 320.9524 | 0 | 321.7537 | 0 | 320.9524 | 7.4681e-05 | 320.9524 | 0 | 320.9524 | 0
| 321.1621 | 0 | 321.1621 | 0 | 321.9655 | 0 | 321.1621 | 0.00010971 | 321.1621 | 0 | 321.1621 | 0
| 321.3719 | 0 | 321.3719 | 0 | 322.1774 | 0 | 321.3719 | 8.2831e-05 | 321.3719 | 0 | 321.3719 | 0
| 321.5817 | 0 | 321.5817 | 0 | 322.3893 | 0 | 321.5817 | 0.00010999 | 321.5817 | 0 | 321.5817 | 0
| 321.7914 | 0 | 321.7914 | 0 | 322.6012 | 0 | 321.7914 | 7.964e-05 | 321.7914 | 0 | 321.7914 | 0
| 322.0012 | 0 | 322.0012 | 0 | 322.8131 | 0 | 322.0012 | 0.00011301 | 322.0012 | 0 | 322.0012 | 0
| 322.211 | 0 | 322.211 | 0 | 323.025 | 0 | 322.211 | 7.9745e-05 | 322.211 | 0 | 322.211 | 0
| 322.4209 | 0 | 322.4209 | 0 | 323.2369 | 0 | 322.4209 | 0.00010972 | 322.4209 | 0 | 322.4209 | 0
| 322.6307 | 0 | 322.6307 | 0 | 323.4489 | 0 | 322.6307 | 8.2715e-05 | 322.6307 | 0 | 322.6307 | 0
| 322.8405 | 0 | 322.8405 | 0 | 323.6608 | 0 | 322.8406 | 0.00010948 | 322.8405 | 0 | 322.8405 | 0
| 323.0504 | 0 | 323.0504 | 0 | 323.8728 | 0 | 323.0504 | 7.7624e-05 | 323.0504 | 0 | 323.0504 | 0
| 323.2603 | 0 | 323.2603 | 0 | 324.0848 | 0 | 323.2602 | 0.00010851 | 323.2603 | 0 | 323.2603 | 0
| 323.4702 | 0 | 323.4702 | 0 | 324.2969 | 0 | 323.4701 | 7.9909e-05 | 323.4702 | 0 | 323.4702 | 0
| 323.68 | 0 | 323.68 | 0 | 324.5089 | 0 | 323.68 | 0.00011279 | 323.68 | 0 | 323.68 | 0
| 323.89 | 0 | 323.89 | 0 | 324.7209 | 0 | 323.8899 | 8.1078e-05 | 323.89 | 0 | 323.89 | 0
| 324.0999 | 0 | 324.0999 | 0 | 324.933 | 0 | 324.0999 | 0.00010737 | 324.0999 | 0 | 324.0999 | 0
| 324.3098 | 0 | 324.3098 | 0 | 325.1451 | 0 | 324.3098 | 8.035e-05 | 324.3098 | 0 | 324.3098 | 0
| 324.5197 | 0 | 324.5197 | 0 | 325.3572 | 0 | 324.5197 | 0.00010366 | 324.5197 | 0 | 324.5197 | 0
| 324.7297 | 0 | 324.7297 | 0 | 325.5693 | 0 | 324.7297 | 7.7359e-05 | 324.7297 | 0 | 324.7297 | 0
| 324.9397 | 0 | 324.9397 | 0 | 325.7815 | 0 | 324.9397 | 0.00010522 | 324.9397 | 0 | 324.9397 | 0
| 325.1497 | 0 | 325.1497 | 0 | 325.9936 | 0 | 325.1497 | 7.9912e-05 | 325.1497 | 0 | 325.1497 | 0
| 325.3597 | 0 | 325.3597 | 0 | 326.2058 | 0 | 325.3597 | 0.00010455 | 325.3597 | 0 | 325.3597 | 0
| 325.5697 | 0 | 325.5697 | 0 | 326.418 | 0 | 325.5697 | 8.2839e-05 | 325.5697 | 0 | 325.5697 | 0
| 325.7797 | 0 | 325.7797 | 0 | 326.6302 | 0 | 325.7797 | 9.9894e-05 | 325.7797 | 0 | 325.7797 | 0
| 325.9897 | 0 | 325.9897 | 0 | 326.8424 | 0 | 325.9898 | 8.0039e-05 | 325.9897 | 0 | 325.9897 | 0
| 326.1998 | 0 | 326.1998 | 0 | 327.0546 | 0 | 326.1998 | 0.00010758 | 326.1998 | 0 | 326.1998 | 0
| 326.4099 | 0 | 326.4099 | 0 | 327.2668 | 0 | 326.4099 | 7.4968e-05 | 326.4099 | 0 | 326.4099 | 0
| 326.6199 | 0 | 326.6199 | 0 | 327.4791 | 0 | 326.6199 | 9.9287e-05 | 326.6199 | 0 | 326.6199 | 0
| 326.83 | 0 | 326.83 | 0 | 327.6914 | 0 | 326.83 | 6.9978e-05 | 326.83 | 0 | 326.83 | 0
| 327.0401 | 0 | 327.0401 | 0 | 327.9037 | 0 | 327.0401 | 9.7772e-05 | 327.0401 | 0 | 327.0401 | 0
| 327.2502 | 0 | 327.2502 | 0 | 328.116 | 0 | 327.2502 | 7.6905e-05 | 327.2502 | 0 | 327.2502 | 0
| 327.4604 | 0 | 327.4604 | 0 | 328.3283 | 0 | 327.4604 | 0.00010388 | 327.4604 | 0 | 327.4604 | 0
| 327.6705 | 0 | 327.6705 | 0 | 328.5407 | 0 | 327.6705 | 7.8758e-05 | 327.6705 | 0 | 327.6705 | 0
| 327.8807 | 0 | 327.8807 | 0 | 328.753 | 0 | 327.8807 | 0.00010357 | 327.8807 | 0 | 327.8807 | 0
| 328.0909 | 0 | 328.0909 | 0 | 328.9654 | 0 | 328.0908 | 7.9428e-05 | 328.0909 | 0 | 328.0909 | 0
| 328.301 | 0 | 328.301 | 0 | 329.1778 | 0 | 328.301 | 0.00010068 | 328.301 | 0 | 328.301 | 0
| 328.5112 | 0 | 328.5112 | 0 | 329.3902 | 0 | 328.5112 | 7.7276e-05 | 328.5112 | 0 | 328.5112 | 0
| 328.7214 | 0 | 328.7214 | 0 | 329.6027 | 0 | 328.7214 | 0.00010822 | 328.7214 | 0 | 328.7214 | 0
| 328.9316 | 0 | 328.9316 | 0 | 329.8151 | 0 | 328.9316 | 7.41e-05 | 328.9316 | 0 | 328.9316 | 0
| 329.1419 | 0 | 329.1419 | 0 | 330.0276 | 0 | 329.1419 | 0.00010622 | 329.1419 | 0 | 329.1419 | 0
| 329.3521 | 0 | 329.3521 | 0 | 330.24 | 0 | 329.3521 | 7.7687e-05 | 329.3521 | 0 | 329.3521 | 0
| 329.5624 | 0 | 329.5624 | 0 | 330.4525 | 0 | 329.5624 | 0.00011215 | 329.5624 | 0 | 329.5624 | 0
| 329.7726 | 0 | 329.7726 | 0 | 330.665 | 0 | 329.7726 | 8.0624e-05 | 329.7726 | 0 | 329.7726 | 0
| 329.9829 | 0 | 329.9829 | 0 | 330.8776 | 0 | 329.9829 | 0.0001091 | 329.9829 | 0 | 329.9829 | 0
| 330.1932 | 0 | 330.1932 | 0 | 331.0901 | 0 | 330.1932 | 8.4836e-05 | 330.1932 | 0 | 330.1932 | 0
| 330.4035 | 0 | 330.4035 | 0 | 331.3027 | 0 | 330.4035 | 0.00010924 | 330.4035 | 0 | 330.4035 | 0
| 330.6139 | 0 | 330.6139 | 0 | 331.5152 | 0 | 330.6139 | 8.4145e-05 | 330.6139 | 0 | 330.6139 | 0
| 330.8242 | 0 | 330.8242 | 0 | 331.7278 | 0 | 330.8242 | 0.00010729 | 330.8242 | 0 | 330.8242 | 0
| 331.0345 | 0 | 331.0345 | 0 | 331.9404 | 0 | 331.0346 | 8.4675e-05 | 331.0345 | 0 | 331.0345 | 0
| 331.2449 | 0 | 331.2449 | 0 | 332.1531 | 0 | 331.2449 | 0.00010883 | 331.2449 | 0 | 331.2449 | 0
| 331.4553 | 0 | 331.4553 | 0 | 332.3657 | 0 | 331.4553 | 0.08544 | 331.4553 | 0 | 331.4553 | 0
| 331.6656 | 0 | 331.6656 | 0 | 332.5784 | 0 | 331.6657 | 0.11183 | 331.6656 | 0 | 331.6656 | 0
| 331.8761 | 0 | 331.8761 | 0 | 332.791 | 0 | 331.8761 | 0.07816 | 331.8761 | 0 | 331.8761 | 0
| 332.0865 | 0 | 332.0865 | 0 | 333.0037 | 0 | 332.0865 | 0.10208 | 332.0865 | 0 | 332.0865 | 0
| 332.2969 | 0 | 332.2969 | 0 | 333.2164 | 0 | 332.2969 | 0.07518 | 332.2969 | 0 | 332.2969 | 0
| 332.5073 | 0 | 332.5073 | 0 | 333.4291 | 0 | 332.5073 | 0.10036 | 332.5073 | 0 | 332.5073 | 0
| 332.7178 | 0 | 332.7178 | 0 | 333.6419 | 0 | 332.7178 | 0.07574 | 332.7178 | 0 | 332.7178 | 0
| 332.9283 | 0 | 332.9283 | 0 | 333.8546 | 0 | 332.9282 | 0.1031 | 332.9283 | 0 | 332.9283 | 0
| 333.1387 | 0 | 333.1387 | 0 | 334.0674 | 0 | 333.1387 | 0.07419 | 333.1387 | 0 | 333.1387 | 0
| 333.3492 | 0 | 333.3492 | 0 | 334.2802 | 0 | 333.3492 | 0.09821 | 333.3492 | 0 | 333.3492 | 0
| 333.5597 | 0 | 333.5597 | 0 | 334.493 | 0 | 333.5597 | 0.07091 | 333.5597 | 0 | 333.5597 | 0
| 333.7702 | 0 | 333.7702 | 0 | 334.7058 | 0 | 333.7702 | 0.09623 | 333.7702 | 0 | 333.7702 | 0
| 333.9808 | 0 | 333.9808 | 0 | 334.9187 | 0 | 333.9808 | 0.07383 | 333.9808 | 0 | 333.9808 | 0
| 334.1913 | 0 | 334.1913 | 0 | 335.1315 | 0 | 334.1913 | 0.09598 | 334.1913 | 0 | 334.1913 | 0
| 334.4019 | 0 | 334.4019 | 0 | 335.3444 | 0 | 334.4019 | 0.07212 | 334.4019 | 0 | 334.4019 | 0
| 334.6124 | 0 | 334.6124 | 0 | 335.5573 | 0 | 334.6124 | 0.0904 | 334.6124 | 0 | 334.6124 | 0
| 334.823 | 0 | 334.823 | 0 | 335.7702 | 0 | 334.823 | 0.06796 | 334.823 | 0 | 334.823 | 0
| 335.0336 | 0 | 335.0336 | 0 | 335.9831 | 0 | 335.0336 | 0.09047 | 335.0336 | 0 | 335.0336 | 0
| 335.2442 | 0 | 335.2442 | 0 | 336.196 | 0 | 335.2442 | 0.07283 | 335.2442 | 0 | 335.2442 | 0
| 335.4548 | 0 | 335.4548 | 0 | 336.409 | 0 | 335.4548 | 0.08686 | 335.4548 | 0 | 335.4548 | 0
| 335.6654 | 0 | 335.6654 | 0 | 336.6219 | 0 | 335.6654 | 0.06978 | 335.6654 | 0 | 335.6654 | 0
| 335.8761 | 0 | 335.8761 | 0 | 336.8349 | 0 | 335.8761 | 0.0904 | 335.8761 | 0 | 335.8761 | 0
| 336.0868 | 0 | 336.0868 | 0 | 337.0479 | 0 | 336.0868 | 0.06791 | 336.0868 | 0 | 336.0868 | 0
| 336.2974 | 0 | 336.2974 | 0 | 337.2609 | 0 | 336.2974 | 0.08913 | 336.2974 | 0 | 336.2974 | 0
| 336.5081 | 0 | 336.5081 | 0 | 337.4739 | 0 | 336.5081 | 0.06894 | 336.5081 | 0 | 336.5081 | 0
| 336.7188 | 0 | 336.7188 | 0 | 337.687 | 0 | 336.7188 | 0.08625 | 336.7188 | 0 | 336.7188 | 0
| 336.9295 | 0 | 336.9295 | 0 | 337.9 | 0 | 336.9295 | 0.06563 | 336.9295 | 0 | 336.9295 | 0
| 337.1402 | 0 | 337.1402 | 0 | 338.1131 | 0 | 337.1402 | 0.08498 | 337.1402 | 0 | 337.1402 | 0
| 337.351 | 0 | 337.351 | 0 | 338.3262 | 0 | 337.351 | 0.06215 | 337.351 | 0 | 337.351 | 0
| 337.5617 | 0 | 337.5617 | 0 | 338.5393 | 0 | 337.5617 | 0.08128 | 337.5617 | 0 | 337.5617 | 0
| 337.7725 | 0 | 337.7725 | 0 | 338.7525 | 0 | 337.7725 | 0.05903 | 337.7725 | 0 | 337.7725 | 0
| 337.9832 | 0 | 337.9832 | 0 | 338.9656 | 0 | 337.9832 | 0.07988 | 337.9832 | 0 | 337.9832 | 0
| 338.194 | 0 | 338.194 | 0 | 339.1787 | 0 | 338.194 | 0.05691 | 338.194 | 0 | 338.194 | 0
| 338.4048 | 0 | 338.4048 | 0 | 339.3919 | 0 | 338.4048 | 0.07921 | 338.4048 | 0 | 338.4048 | 0
| 338.6156 | 0 | 338.6156 | 0 | 339.6051 | 0 | 338.6156 | 0.05943 | 338.6156 | 0 | 338.6156 | 0
| 338.8264 | 0 | 338.8264 | 0 | 339.8183 | 0 | 338.8265 | 0.07768 | 338.8264 | 0 | 338.8264 | 0
| 339.0373 | 0 | 339.0373 | 0 | 340.0315 | 0 | 339.0373 | 0.06018 | 339.0373 | 0 | 339.0373 | 0
| 339.2481 | 0 | 339.2481 | 0 | 340.2448 | 0 | 339.2481 | 0.07138 | 339.2481 | 0 | 339.2481 | 0
| 339.459 | 0 | 339.459 | 0 | 340.458 | 0 | 339.459 | 0.05454 | 339.459 | 0 | 339.459 | 0
| 339.6699 | 0 | 339.6699 | 0 | 340.6713 | 0 | 339.6699 | 0.07156 | 339.6699 | 0 | 339.6699 | 0
| 339.8808 | 0 | 339.8808 | 0 | 340.8846 | 0 | 339.8808 | 0.05427 | 339.8808 | 0 | 339.8808 | 0
| 340.0917 | 0 | 340.0917 | 0 | 341.0979 | 0 | 340.0917 | 0.06962 | 340.0917 | 0 | 340.0917 | 0
| 340.3026 | 0 | 340.3026 | 0 | 341.3112 | 0 | 340.3026 | 0.04918 | 340.3026 | 0 | 340.3026 | 0
| 340.5135 | 0 | 340.5135 | 0 | 341.5245 | 0 | 340.5135 | 0.06901 | 340.5135 | 0 | 340.5135 | 0
| 340.7244 | 0 | 340.7244 | 0 | 341.7379 | 0 | 340.7244 | 0.05243 | 340.7244 | 0 | 340.7244 | 0
| 340.9354 | 0 | 340.9354 | 0 | 341.9513 | 0 | 340.9354 | 0.07246 | 340.9354 | 0 | 340.9354 | 0
| 341.1464 | 0 | 341.1464 | 0 | 342.1646 | 0 | 341.1464 | 0.05426 | 341.1464 | 0 | 341.1464 | 0
| 341.3573 | 0 | 341.3573 | 0 | 342.378 | 0 | 341.3573 | 0.06788 | 341.3573 | 0 | 341.3573 | 0
| 341.5683 | 0 | 341.5683 | 0 | 342.5915 | 0 | 341.5683 | 0.04672 | 341.5683 | 0 | 341.5683 | 0
| 341.7793 | 0 | 341.7793 | 0 | 342.8049 | 0 | 341.7793 | 0.06354 | 341.7793 | 0 | 341.7793 | 0
| 341.9903 | 0 | 341.9903 | 0 | 343.0183 | 0 | 341.9903 | 0.04551 | 341.9903 | 0 | 341.9903 | 0
| 342.2014 | 0 | 342.2014 | 0 | 343.2318 | 0 | 342.2013 | 0.06508 | 342.2014 | 0 | 342.2014 | 0
| 342.4124 | 0 | 342.4124 | 0 | 343.4453 | 0 | 342.4124 | 0.04807 | 342.4124 | 0 | 342.4124 | 0
| 342.6234 | 0 | 342.6234 | 0 | 343.6588 | 0 | 342.6234 | 0.0648 | 342.6234 | 0 | 342.6234 | 0
| 342.8345 | 0 | 342.8345 | 0 | 343.8723 | 0 | 342.8345 | 0.04703 | 342.8345 | 0 | 342.8345 | 0
| 343.0456 | 0 | 343.0456 | 0 | 344.0858 | 0 | 343.0456 | 0.06166 | 343.0456 | 0 | 343.0456 | 0
| 343.2567 | 0 | 343.2567 | 0 | 344.2994 | 0 | 343.2567 | 0.04606 | 343.2567 | 0 | 343.2567 | 0
| 343.4678 | 0 | 343.4678 | 0 | 344.5129 | 0 | 343.4678 | 0.06156 | 343.4678 | 0 | 343.4678 | 0
| 343.6789 | 0 | 343.6789 | 0 | 344.7265 | 0 | 343.6789 | 0.04205 | 343.6789 | 0 | 343.6789 | 0
| 343.89 | 0 | 343.89 | 0 | 344.9401 | 0 | 343.89 | 0.06164 | 343.89 | 0 | 343.89 | 0
| 344.1012 | 0 | 344.1012 | 0 | 345.1537 | 0 | 344.1012 | 0.0483 | 344.1012 | 0 | 344.1012 | 0
| 344.3123 | 0 | 344.3123 | 0 | 345.3673 | 0 | 344.3123 | 0.06405 | 344.3123 | 0 | 344.3123 | 0
| 344.5235 | 0 | 344.5235 | 0 | 345.581 | 0 | 344.5235 | 0.04715 | 344.5235 | 0 | 344.5235 | 0
| 344.7347 | 0 | 344.7347 | 0 | 345.7946 | 0 | 344.7347 | 0.06074 | 344.7347 | 0 | 344.7347 | 0
| 344.9459 | 0 | 344.9459 | 0 | 346.0083 | 0 | 344.9459 | 0.05106 | 344.9459 | 0 | 344.9459 | 0
| 345.1571 | 0 | 345.1571 | 0 | 346.222 | 0 | 345.1571 | 0.06234 | 345.1571 | 0 | 345.1571 | 0
| 345.3683 | 0 | 345.3683 | 0 | 346.4357 | 0 | 345.3683 | 0.04628 | 345.3683 | 0 | 345.3683 | 0
| 345.5795 | 0 | 345.5795 | 0 | 346.6494 | 0 | 345.5795 | 0.06432 | 345.5795 | 0 | 345.5795 | 0
| 345.7908 | 0 | 345.7908 | 0 | 346.8632 | 0 | 345.7908 | 0.04655 | 345.7908 | 0 | 345.7908 | 0
| 346.002 | 0 | 346.002 | 0 | 347.0769 | 0 | 346.002 | 0.06064 | 346.002 | 0 | 346.002 | 0
| 346.2133 | 0 | 346.2133 | 0 | 347.2907 | 0 | 346.2133 | 0.0446 | 346.2133 | 0 | 346.2133 | 0
| 346.4246 | 0 | 346.4246 | 0 | 347.5045 | 0 | 346.4246 | 0.06237 | 346.4246 | 0 | 346.4246 | 0
| 346.6359 | 0 | 346.6359 | 0 | 347.7183 | 0 | 346.6359 | 0.04465 | 346.6359 | 0 | 346.6359 | 0
| 346.8472 | 0 | 346.8472 | 0 | 347.9321 | 0 | 346.8472 | 0.05829 | 346.8472 | 0 | 346.8472 | 0
| 347.0585 | 0 | 347.0585 | 0 | 348.1459 | 0 | 347.0585 | 0.04411 | 347.0585 | 0 | 347.0585 | 0
| 347.2698 | 0 | 347.2698 | 0 | 348.3598 | 0 | 347.2698 | 0.05917 | 347.2698 | 0 | 347.2698 | 0
| 347.4812 | 0 | 347.4812 | 0 | 348.5736 | 0 | 347.4812 | 0.04515 | 347.4812 | 0 | 347.4812 | 0
| 347.6925 | 0 | 347.6925 | 0 | 348.7875 | 0 | 347.6925 | 0.05699 | 347.6925 | 0 | 347.6925 | 0
| 347.9039 | 0 | 347.9039 | 0 | 349.0014 | 0 | 347.9039 | 0.04411 | 347.9039 | 0 | 347.9039 | 0
| 348.1153 | 0 | 348.1153 | 0 | 349.2153 | 0 | 348.1153 | 0.05511 | 348.1153 | 0 | 348.1153 | 0
| 348.3267 | 0 | 348.3267 | 0 | 349.4292 | 0 | 348.3267 | 0.04042 | 348.3267 | 0 | 348.3267 | 0
| 348.5381 | 0 | 348.5381 | 0 | 349.6432 | 0 | 348.5381 | 0.05413 | 348.5381 | 0 | 348.5381 | 0
| 348.7495 | 0 | 348.7495 | 0 | 349.8571 | 0 | 348.7495 | 0.03654 | 348.7495 | 0 | 348.7495 | 0
| 348.961 | 0 | 348.961 | 0 | 350.0711 | 0 | 348.961 | 0.05046 | 348.961 | 0 | 348.961 | 0
| 349.1724 | 0 | 349.1724 | 0 | 350.2851 | 0 | 349.1724 | 0.03729 | 349.1724 | 0 | 349.1724 | 0
| 349.3839 | 0 | 349.3839 | 0 | 350.4991 | 0 | 349.3839 | 0.0497 | 349.3839 | 0 | 349.3839 | 0
| 349.5953 | 0 | 349.5953 | 0 | 350.7131 | 0 | 349.5953 | 0.03807 | 349.5953 | 0 | 349.5953 | 0
| 349.8068 | 0 | 349.8068 | 0 | 350.9272 | 0 | 349.8068 | 0.04965 | 349.8068 | 0 | 349.8068 | 0
| 350.0183 | 0 | 350.0183 | 0 | 351.1412 | 0 | 350.0183 | 0.03512 | 350.0183 | 0 | 350.0183 | 0
| 350.2298 | 0 | 350.2298 | 0 | 351.3553 | 0 | 350.2298 | 0.04549 | 350.2298 | 0 | 350.2298 | 0
| 350.4413 | 0 | 350.4413 | 0 | 351.5694 | 0 | 350.4413 | 0.03497 | 350.4413 | 0 | 350.4413 | 0
| 350.6529 | 0 | 350.6529 | 0 | 351.7835 | 0 | 350.6529 | 0.04372 | 350.6529 | 0 | 350.6529 | 0
| 350.8644 | 0 | 350.8644 | 0 | 351.9976 | 0 | 350.8644 | 0.03249 | 350.8644 | 0 | 350.8644 | 0
| 351.076 | 0 | 351.076 | 0 | 352.2117 | 0 | 351.076 | 0.0428 | 351.076 | 0 | 351.076 | 0
| 351.2876 | 0 | 351.2876 | 0 | 352.4259 | 0 | 351.2876 | 0.03033 | 351.2876 | 0 | 351.2876 | 0
| 351.4992 | 0 | 351.4992 | 0 | 352.64 | 0 | 351.4992 | 0.04149 | 351.4992 | 0 | 351.4992 | 0
| 351.7108 | 0 | 351.7108 | 0 | 352.8542 | 0 | 351.7108 | 0.03058 | 351.7108 | 0 | 351.7108 | 0
| 351.9224 | 0 | 351.9224 | 0 | 353.0684 | 0 | 351.9224 | 0.04109 | 351.9224 | 0 | 351.9224 | 0
| 352.134 | 0 | 352.134 | 0 | 353.2826 | 0 | 352.134 | 0.02965 | 352.134 | 0 | 352.134 | 0
| 352.3456 | 0 | 352.3456 | 0 | 353.4969 | 0 | 352.3456 | 0.03989 | 352.3456 | 0 | 352.3456 | 0
| 352.5573 | 0 | 352.5573 | 0 | 353.7111 | 0 | 352.5573 | 0.03055 | 352.5573 | 0 | 352.5573 | 0
| 352.769 | 0 | 352.769 | 0 | 353.9254 | 0 | 352.769 | 0.03992 | 352.769 | 0 | 352.769 | 0
| 352.9806 | 0 | 352.9806 | 0 | 354.1397 | 0 | 352.9806 | 0.02689 | 352.9806 | 0 | 352.9806 | 0
| 353.1923 | 0 | 353.1923 | 0 | 354.354 | 0 | 353.1923 | 0.03868 | 353.1923 | 0 | 353.1923 | 0
| 353.404 | 0 | 353.404 | 0 | 354.5683 | 0 | 353.404 | 0.02929 | 353.404 | 0 | 353.404 | 0
| 353.6157 | 0 | 353.6157 | 0 | 354.7826 | 0 | 353.6157 | 0.03775 | 353.6157 | 0 | 353.6157 | 0
| 353.8275 | 0 | 353.8275 | 0 | 354.9969 | 0 | 353.8274 | 0.02842 | 353.8275 | 0 | 353.8275 | 0
| 354.0392 | 0 | 354.0392 | 0 | 355.2113 | 0 | 354.0392 | 0.03522 | 354.0392 | 0 | 354.0392 | 0
| 354.2509 | 0 | 354.2509 | 0 | 355.4257 | 0 | 354.2509 | 0.0269 | 354.2509 | 0 | 354.2509 | 0
| 354.4627 | 0 | 354.4627 | 0 | 355.64 | 0 | 354.4627 | 0.03685 | 354.4627 | 0 | 354.4627 | 0
| 354.6745 | 0 | 354.6745 | 0 | 355.8544 | 0 | 354.6745 | 0.02879 | 354.6745 | 0 | 354.6745 | 0
| 354.8863 | 0 | 354.8863 | 0 | 356.0689 | 0 | 354.8863 | 0.03519 | 354.8863 | 0 | 354.8863 | 0
| 355.0981 | 0 | 355.0981 | 0 | 356.2833 | 0 | 355.0981 | 0.02636 | 355.0981 | 0 | 355.0981 | 0
| 355.3099 | 0 | 355.3099 | 0 | 356.4978 | 0 | 355.3099 | 0.03512 | 355.3099 | 0 | 355.3099 | 0
| 355.5217 | 0 | 355.5217 | 0 | 356.7122 | 0 | 355.5217 | 0.02723 | 355.5217 | 0 | 355.5217 | 0
| 355.7336 | 0 | 355.7336 | 0 | 356.9267 | 0 | 355.7335 | 0.03508 | 355.7336 | 0 | 355.7336 | 0
| 355.9454 | 0 | 355.9454 | 0 | 357.1412 | 0 | 355.9454 | 0.02324 | 355.9454 | 0 | 355.9454 | 0
| 356.1573 | 0 | 356.1573 | 0 | 357.3557 | 0 | 356.1573 | 0.03422 | 356.1573 | 0 | 356.1573 | 0
| 356.3691 | 0 | 356.3691 | 0 | 357.5702 | 0 | 356.3691 | 0.02541 | 356.3691 | 0 | 356.3691 | 0
| 356.581 | 0 | 356.581 | 0 | 357.7848 | 0 | 356.581 | 0.03371 | 356.581 | 0 | 356.581 | 0
| 356.7929 | 0 | 356.7929 | 0 | 357.9994 | 0 | 356.7929 | 0.02326 | 356.7929 | 0 | 356.7929 | 0
| 357.0048 | 0 | 357.0048 | 0 | 358.2139 | 0 | 357.0048 | 0.031 | 357.0048 | 0 | 357.0048 | 0
| 357.2168 | 0 | 357.2168 | 0 | 358.4285 | 0 | 357.2168 | 0.02434 | 357.2168 | 0 | 357.2168 | 0
| 357.4287 | 0 | 357.4287 | 0 | 358.6431 | 0 | 357.4287 | 0.02986 | 357.4287 | 0 | 357.4287 | 0
| 357.6407 | 0 | 357.6407 | 0 | 358.8578 | 0 | 357.6407 | 0.02337 | 357.6407 | 0 | 357.6407 | 0
| 357.8526 | 0 | 357.8526 | 0 | 359.0724 | 0 | 357.8526 | 0.0295 | 357.8526 | 0 | 357.8526 | 0
| 358.0646 | 0 | 358.0646 | 0 | 359.2871 | 0 | 358.0646 | 0.02132 | 358.0646 | 0 | 358.0646 | 0
| 358.2766 | 0 | 358.2766 | 0 | 359.5017 | 0 | 358.2766 | 0.02997 | 358.2766 | 0 | 358.2766 | 0
| 358.4886 | 0 | 358.4886 | 0 | 359.7164 | 0 | 358.4886 | 0.02171 | 358.4886 | 0 | 358.4886 | 0
| 358.7006 | 0 | 358.7006 | 0 | 359.9311 | 0 | 358.7006 | 0.03043 | 358.7006 | 0 | 358.7006 | 0
| 358.9126 | 0 | 358.9126 | 0 | 360.1458 | 0 | 358.9126 | 0.02259 | 358.9126 | 0 | 358.9126 | 0
| 359.1247 | 0 | 359.1247 | 0 | 360.3606 | 0 | 359.1247 | 0.03069 | 359.1247 | 0 | 359.1247 | 0
| 359.3367 | 0 | 359.3367 | 0 | 360.5753 | 0 | 359.3367 | 0.02224 | 359.3367 | 0 | 359.3367 | 0
| 359.5488 | 0 | 359.5488 | 0 | 360.7901 | 0 | 359.5488 | 0.02743 | 359.5488 | 0 | 359.5488 | 0
| 359.7609 | 0 | 359.7609 | 0 | 361.0049 | 0 | 359.7609 | 0.02082 | 359.7609 | 0 | 359.7609 | 0
| 359.973 | 0 | 359.973 | 0 | 361.2197 | 0 | 359.973 | 0.02682 | 359.973 | 0 | 359.973 | 0
| 360.1851 | 0 | 360.1851 | 0 | 361.4345 | 0 | 360.1851 | 0.02083 | 360.1851 | 0 | 360.1851 | 0
| 360.3972 | 0 | 360.3972 | 0 | 361.6493 | 0 | 360.3972 | 0.02704 | 360.3972 | 0 | 360.3972 | 0
| 360.6093 | 0 | 360.6093 | 0 | 361.8642 | 0 | 360.6093 | 0.01945 | 360.6093 | 0 | 360.6093 | 0
| 360.8214 | 0 | 360.8214 | 0 | 362.079 | 0 | 360.8214 | 0.02709 | 360.8214 | 0 | 360.8214 | 0
| 361.0336 | 0 | 361.0336 | 0 | 362.2939 | 0 | 361.0336 | 0.01988 | 361.0336 | 0 | 361.0336 | 0
| 361.2458 | 0 | 361.2458 | 0 | 362.5088 | 0 | 361.2458 | 0.02576 | 361.2458 | 0 | 361.2458 | 0
| 361.4579 | 0 | 361.4579 | 0 | 362.7237 | 0 | 361.4579 | 0.01843 | 361.4579 | 0 | 361.4579 | 0
| 361.6701 | 0 | 361.6701 | 0 | 362.9386 | 0 | 361.6701 | 0.02436 | 361.6701 | 0 | 361.6701 | 0
| 361.8823 | 0 | 361.8823 | 0 | 363.1536 | 0 | 361.8823 | 0.01745 | 361.8823 | 0 | 361.8823 | 0
| 362.0945 | 0 | 362.0945 | 0 | 363.3685 | 0 | 362.0945 | 0.0248 | 362.0945 | 0 | 362.0945 | 0
| 362.3068 | 0 | 362.3068 | 0 | 363.5835 | 0 | 362.3068 | 0.01742 | 362.3068 | 0 | 362.3068 | 0
| 362.519 | 0 | 362.519 | 0 | 363.7985 | 0 | 362.519 | 0.0246 | 362.519 | 0 | 362.519 | 0
| 362.7313 | 0 | 362.7313 | 0 | 364.0135 | 0 | 362.7313 | 0.01779 | 362.7313 | 0 | 362.7313 | 0
| 362.9435 | 0 | 362.9435 | 0 | 364.2285 | 0 | 362.9435 | 0.02322 | 362.9435 | 0 | 362.9435 | 0
| 363.1558 | 0 | 363.1558 | 0 | 364.4435 | 0 | 363.1558 | 0.01755 | 363.1558 | 0 | 363.1558 | 0
| 363.3681 | 0 | 363.3681 | 0 | 364.6586 | 0 | 363.3681 | 0.02277 | 363.3681 | 0 | 363.3681 | 0
| 363.5804 | 0 | 363.5804 | 0 | 364.8736 | 0 | 363.5804 | 0.01749 | 363.5804 | 0 | 363.5804 | 0
| 363.7927 | 0 | 363.7927 | 0 | 365.0887 | 0 | 363.7927 | 0.02245 | 363.7927 | 0 | 363.7927 | 0
| 364.005 | 0 | 364.005 | 0 | 365.3038 | 0 | 364.005 | 0.01675 | 364.005 | 0 | 364.005 | 0
| 364.2174 | 0 | 364.2174 | 0 | 365.5189 | 0 | 364.2174 | 0.02249 | 364.2174 | 0 | 364.2174 | 0
| 364.4297 | 0 | 364.4297 | 0 | 365.7341 | 0 | 364.4298 | 0.01726 | 364.4297 | 0 | 364.4297 | 0
| 364.6421 | 0 | 364.6421 | 0 | 365.9492 | 0 | 364.6421 | 0.02277 | 364.6421 | 0 | 364.6421 | 0
| 364.8545 | 0 | 364.8545 | 0 | 366.1644 | 0 | 364.8545 | 0.01738 | 364.8545 | 0 | 364.8545 | 0
| 365.0669 | 0 | 365.0669 | 0 | 366.3795 | 0 | 365.0669 | 0.0227 | 365.0669 | 0 | 365.0669 | 0
| 365.2793 | 0 | 365.2793 | 0 | 366.5947 | 0 | 365.2793 | 0.01653 | 365.2793 | 0 | 365.2793 | 0
| 365.4917 | 0 | 365.4917 | 0 | 366.8099 | 0 | 365.4917 | 0.02278 | 365.4917 | 0 | 365.4917 | 0
| 365.7041 | 0 | 365.7041 | 0 | 367.0251 | 0 | 365.7041 | 0.01679 | 365.7041 | 0 | 365.7041 | 0
| 365.9166 | 0 | 365.9166 | 0 | 367.2404 | 0 | 365.9166 | 0.02181 | 365.9166 | 0 | 365.9166 | 0
| 366.129 | 0 | 366.129 | 0 | 367.4556 | 0 | 366.129 | 0.01622 | 366.129 | 0 | 366.129 | 0
| 366.3415 | 0 | 366.3415 | 0 | 367.6709 | 0 | 366.3415 | 0.02195 | 366.3415 | 0 | 366.3415 | 0
| 366.554 | 0 | 366.554 | 0 | 367.8862 | 0 | 366.554 | 0.01552 | 366.554 | 0 | 366.554 | 0
| 366.7664 | 0 | 366.7664 | 0 | 368.1015 | 0 | 366.7665 | 0.02133 | 366.7664 | 0 | 366.7664 | 0
| 366.9789 | 0 | 366.9789 | 0 | 368.3168 | 0 | 366.9789 | 0.01571 | 366.9789 | 0 | 366.9789 | 0
| 367.1915 | 0 | 367.1915 | 0 | 368.5321 | 0 | 367.1915 | 0.02271 | 367.1915 | 0 | 367.1915 | 0
| 367.404 | 0 | 367.404 | 0 | 368.7475 | 0 | 367.404 | 0.01504 | 367.404 | 0 | 367.404 | 0
| 367.6165 | 0 | 367.6165 | 0 | 368.9629 | 0 | 367.6165 | 0.02044 | 367.6165 | 0 | 367.6165 | 0
| 367.8291 | 0 | 367.8291 | 0 | 369.1782 | 0 | 367.8291 | 0.01666 | 367.8291 | 0 | 367.8291 | 0
| 368.0416 | 0 | 368.0416 | 0 | 369.3936 | 0 | 368.0416 | 0.02018 | 368.0416 | 0 | 368.0416 | 0
| 368.2542 | 0 | 368.2542 | 0 | 369.609 | 0 | 368.2542 | 0.01642 | 368.2542 | 0 | 368.2542 | 0
| 368.4668 | 0 | 368.4668 | 0 | 369.8245 | 0 | 368.4668 | 0.02178 | 368.4668 | 0 | 368.4668 | 0
| 368.6794 | 0 | 368.6794 | 0 | 370.0399 | 0 | 368.6794 | 0.01491 | 368.6794 | 0 | 368.6794 | 0
| 368.892 | 0 | 368.892 | 0 | 370.2553 | 0 | 368.892 | 0.0205 | 368.892 | 0 | 368.892 | 0
| 369.1046 | 0 | 369.1046 | 0 | 370.4708 | 0 | 369.1046 | 0.01428 | 369.1046 | 0 | 369.1046 | 0
| 369.3173 | 0 | 369.3173 | 0 | 370.6863 | 0 | 369.3173 | 0.02112 | 369.3173 | 0 | 369.3173 | 0
| 369.5299 | 0 | 369.5299 | 0 | 370.9018 | 0 | 369.5299 | 0.0146 | 369.5299 | 0 | 369.5299 | 0
| 369.7426 | 0 | 369.7426 | 0 | 371.1173 | 0 | 369.7426 | 0.01893 | 369.7426 | 0 | 369.7426 | 0
| 369.9553 | 0 | 369.9553 | 0 | 371.3329 | 0 | 369.9553 | 0.01435 | 369.9553 | 0 | 369.9553 | 0
| 370.168 | 0 | 370.168 | 0 | 371.5484 | 0 | 370.168 | 0.01952 | 370.168 | 0 | 370.168 | 0
| 370.3807 | 0 | 370.3807 | 0 | 371.764 | 0 | 370.3807 | 0.01411 | 370.3807 | 0 | 370.3807 | 0
| 370.5934 | 0 | 370.5934 | 0 | 371.9795 | 0 | 370.5934 | 0.01988 | 370.5934 | 0 | 370.5934 | 0
| 370.8061 | 0 | 370.8061 | 0 | 372.1951 | 0 | 370.8061 | 0.01438 | 370.8061 | 0 | 370.8061 | 0
| 371.0189 | 0 | 371.0189 | 0 | 372.4107 | 0 | 371.0189 | 0.01924 | 371.0189 | 0 | 371.0189 | 0
| 371.2316 | 0 | 371.2316 | 0 | 372.6264 | 0 | 371.2316 | 0.01392 | 371.2316 | 0 | 371.2316 | 0
| 371.4444 | 0 | 371.4444 | 0 | 372.842 | 0 | 371.4444 | 0.0189 | 371.4444 | 0 | 371.4444 | 0
| 371.6571 | 0 | 371.6571 | 0 | 373.0577 | 0 | 371.6571 | 0.01401 | 371.6571 | 0 | 371.6571 | 0
| 371.8699 | 0 | 371.8699 | 0 | 373.2733 | 0 | 371.8699 | 0.01829 | 371.8699 | 0 | 371.8699 | 0
| 372.0827 | 0 | 372.0827 | 0 | 373.489 | 0 | 372.0827 | 0.01322 | 372.0827 | 0 | 372.0827 | 0
| 372.2956 | 0 | 372.2956 | 0 | 373.7047 | 0 | 372.2956 | 0.01815 | 372.2956 | 0 | 372.2956 | 0
| 372.5084 | 0 | 372.5084 | 0 | 373.9204 | 0 | 372.5084 | 0.01323 | 372.5084 | 0 | 372.5084 | 0
| 372.7212 | 0 | 372.7212 | 0 | 374.1362 | 0 | 372.7212 | 0.01698 | 372.7212 | 0 | 372.7212 | 0
| 372.9341 | 0 | 372.9341 | 0 | 374.3519 | 0 | 372.9341 | 0.01337 | 372.9341 | 0 | 372.9341 | 0
| 373.1469 | 0 | 373.1469 | 0 | 374.5677 | 0 | 373.1469 | 0.01646 | 373.1469 | 0 | 373.1469 | 0
| 373.3598 | 0 | 373.3598 | 0 | 374.7835 | 0 | 373.3598 | 0.01335 | 373.3598 | 0 | 373.3598 | 0
| 373.5727 | 0 | 373.5727 | 0 | 374.9993 | 0 | 373.5727 | 0.01619 | 373.5727 | 0 | 373.5727 | 0
| 373.7856 | 0 | 373.7856 | 0 | 375.2151 | 0 | 373.7856 | 0.01114 | 373.7856 | 0 | 373.7856 | 0
| 373.9985 | 0 | 373.9985 | 0 | 375.4309 | 0 | 373.9985 | 0.01674 | 373.9985 | 0 | 373.9985 | 0
| 374.2114 | 0 | 374.2114 | 0 | 375.6467 | 0 | 374.2114 | 0.01179 | 374.2114 | 0 | 374.2114 | 0
| 374.4243 | 0 | 374.4243 | 0 | 375.8626 | 0 | 374.4244 | 0.01565 | 374.4243 | 0 | 374.4243 | 0
| 374.6373 | 0 | 374.6373 | 0 | 376.0785 | 0 | 374.6373 | 0.01154 | 374.6373 | 0 | 374.6373 | 0
| 374.8503 | 0 | 374.8503 | 0 | 376.2944 | 0 | 374.8503 | 0.0147 | 374.8503 | 0 | 374.8503 | 0
| 375.0632 | 0 | 375.0632 | 0 | 376.5103 | 0 | 375.0632 | 0.0114 | 375.0632 | 0 | 375.0632 | 0
| 375.2762 | 0 | 375.2762 | 0 | 376.7262 | 0 | 375.2763 | 0.01439 | 375.2762 | 0 | 375.2762 | 0
| 375.4892 | 0 | 375.4892 | 0 | 376.9421 | 0 | 375.4892 | 0.01051 | 375.4892 | 0 | 375.4892 | 0
| 375.7022 | 0 | 375.7022 | 0 | 377.1581 | 0 | 375.7022 | 0.01394 | 375.7022 | 0 | 375.7022 | 0
| 375.9153 | 0 | 375.9153 | 0 | 377.374 | 0 | 375.9153 | 0.01013 | 375.9153 | 0 | 375.9153 | 0
| 376.1283 | 0 | 376.1283 | 0 | 377.59 | 0 | 376.1283 | 0.01357 | 376.1283 | 0 | 376.1283 | 0
| 376.3413 | 0 | 376.3413 | 0 | 377.806 | 0 | 376.3413 | 0.01071 | 376.3413 | 0 | 376.3413 | 0
| 376.5544 | 0 | 376.5544 | 0 | 378.022 | 0 | 376.5544 | 0.01436 | 376.5544 | 0 | 376.5544 | 0
| 376.7675 | 0 | 376.7675 | 0 | 378.2381 | 0 | 376.7675 | 0.01025 | 376.7675 | 0 | 376.7675 | 0
| 376.9806 | 0 | 376.9806 | 0 | 378.4541 | 0 | 376.9806 | 0.01357 | 376.9806 | 0 | 376.9806 | 0
| 377.1937 | 0 | 377.1937 | 0 | 378.6702 | 0 | 377.1937 | 0.00972 | 377.1937 | 0 | 377.1937 | 0
| 377.4068 | 0 | 377.4068 | 0 | 378.8862 | 0 | 377.4068 | 0.01296 | 377.4068 | 0 | 377.4068 | 0
| 377.6199 | 0 | 377.6199 | 0 | 379.1023 | 0 | 377.6199 | 0.011 | 377.6199 | 0 | 377.6199 | 0
| 377.833 | 0 | 377.833 | 0 | 379.3184 | 0 | 377.833 | 0.01359 | 377.833 | 0 | 377.833 | 0
| 378.0462 | 0 | 378.0462 | 0 | 379.5345 | 0 | 378.0462 | 0.00998 | 378.0462 | 0 | 378.0462 | 0
| 378.2593 | 0 | 378.2593 | 0 | 379.7507 | 0 | 378.2593 | 0.01318 | 378.2593 | 0 | 378.2593 | 0
| 378.4725 | 0 | 378.4725 | 0 | 379.9668 | 0 | 378.4725 | 0.01037 | 378.4725 | 0 | 378.4725 | 0
| 378.6857 | 0 | 378.6857 | 0 | 380.183 | 0 | 378.6857 | 0.01333 | 378.6857 | 0 | 378.6857 | 0
| 378.8989 | 0 | 378.8989 | 0 | 380.3992 | 0 | 378.8989 | 0.01013 | 378.8989 | 0 | 378.8989 | 0
| 379.1121 | 0 | 379.1121 | 0 | 380.6154 | 0 | 379.1121 | 0.01301 | 379.1121 | 0 | 379.1121 | 0
| 379.3253 | 0 | 379.3253 | 0.01 | 380.8316 | 0 | 379.3253 | 0.0094 | 379.3253 | 0 | 379.3253 | 0
| 379.5385 | 0 | 379.5385 | 0.01 | 381.0478 | 0 | 379.5385 | 0.01359 | 379.5385 | 0 | 379.5385 | 0
| 379.7518 | 0 | 379.7518 | 0.01 | 381.264 | 0 | 379.7518 | 0.00982 | 379.7518 | 0 | 379.7518 | 0
| 379.9651 | 0 | 379.9651 | 0.01 | 381.4803 | 0 | 379.9651 | 0.01283 | 379.9651 | 0 | 379.9651 | 0
| 380.1783 | 0 | 380.1783 | 0.01 | 381.6966 | 0 | 380.1783 | 0.00965 | 380.1783 | 0 | 380.1783 | 0
| 380.3916 | 0 | 380.3916 | 0.02 | 381.9129 | 0 | 380.3916 | 0.01298 | 380.3916 | 0 | 380.3916 | 0
| 380.6049 | 0 | 380.6049 | 0.01 | 382.1292 | 0 | 380.6049 | 0.00991 | 380.6049 | 0 | 380.6049 | 0
| 380.8182 | 0 | 380.8182 | 0.01 | 382.3455 | 0 | 380.8182 | 0.01231 | 380.8182 | 0 | 380.8182 | 0
| 381.0315 | 0 | 381.0315 | 0.01 | 382.5618 | 0 | 381.0315 | 0.00929 | 381.0315 | 0 | 381.0315 | 0
| 381.2449 | 0 | 381.2449 | 0.02 | 382.7782 | 0 | 381.2449 | 0.01292 | 381.2449 | 0 | 381.2449 | 0
| 381.4582 | 0 | 381.4582 | 0.01 | 382.9946 | 0 | 381.4582 | 0.00961 | 381.4582 | 0 | 381.4582 | 0
| 381.6716 | 0 | 381.6716 | 0.01 | 383.2109 | 0 | 381.6716 | 0.0122 | 381.6716 | 0 | 381.6716 | 0
| 381.8849 | 0 | 381.8849 | 0.01 | 383.4273 | 0 | 381.885 | 0.00878 | 381.8849 | 0 | 381.8849 | 0
| 382.0983 | 0 | 382.0983 | 0.02 | 383.6437 | 0 | 382.0983 | 0.01205 | 382.0983 | 0 | 382.0983 | 0
| 382.3117 | 0 | 382.3117 | 0.01 | 383.8602 | 0 | 382.3117 | 0.00876 | 382.3117 | 0 | 382.3117 | 0
| 382.5251 | 0 | 382.5251 | 0.02 | 384.0766 | 0.0024 | 382.5251 | 0.01177 | 382.5251 | 0 | 382.5251 | 0
| 382.7385 | 0 | 382.7385 | 0.01 | 384.2931 | 0.01582 | 382.7385 | 0.00892 | 382.7385 | 0 | 382.7385 | 0
| 382.952 | 0 | 382.952 | 0.01 | 384.5095 | 0.01842 | 382.952 | 0.0114 | 382.952 | 0 | 382.952 | 0
| 383.1654 | 0 | 383.1654 | 0.01 | 384.726 | 0.01702 | 383.1654 | 0.00883 | 383.1654 | 0 | 383.1654 | 0
| 383.3789 | 0 | 383.3789 | 0.02 | 384.9425 | 0.02203 | 383.3789 | 0.01106 | 383.3789 | 0 | 383.3789 | 0
| 383.5923 | 0 | 383.5923 | 0.02 | 385.159 | 0.01902 | 383.5923 | 0.00836 | 383.5923 | 0 | 383.5923 | 0
| 383.8058 | 0 | 383.8058 | 0.02 | 385.3756 | 0.01862 | 383.8058 | 0.01075 | 383.8058 | 0 | 383.8058 | 0
| 384.0193 | 0 | 384.0193 | 0.01 | 385.5921 | 0.01562 | 384.0193 | 0.00813 | 384.0193 | 0 | 384.0193 | 0
| 384.2328 | 0 | 384.2328 | 0.02 | 385.8087 | 0.02183 | 384.2328 | 0.01071 | 384.2328 | 0 | 384.2328 | 0
| 384.4463 | 0 | 384.4463 | 0.02 | 386.0253 | 0.01782 | 384.4463 | 0.00814 | 384.4463 | 0 | 384.4463 | 0
| 384.6599 | 0 | 384.6599 | 0.02 | 386.2419 | 0.01702 | 384.6599 | 0.01038 | 384.6599 | 0 | 384.6599 | 0
| 384.8734 | 0 | 384.8734 | 0.02 | 386.4585 | 0.01502 | 384.8734 | 0.00786 | 384.8734 | 0 | 384.8734 | 0
| 385.0869 | 0 | 385.0869 | 0.02 | 386.6751 | 0.02062 | 385.0869 | 0.00977 | 385.0869 | 0 | 385.0869 | 0
| 385.3005 | 0 | 385.3005 | 0.02 | 386.8917 | 0.01242 | 385.3005 | 0.00707 | 385.3005 | 0 | 385.3005 | 0
| 385.5141 | 0 | 385.5141 | 0.02 | 387.1084 | 0.01522 | 385.5141 | 0.01017 | 385.5141 | 0 | 385.5141 | 0
| 385.7277 | 0 | 385.7277 | 0.02 | 387.3251 | 0.01302 | 385.7277 | 0.00776 | 385.7277 | 0 | 385.7277 | 0
| 385.9413 | 0 | 385.9413 | 0.03 | 387.5417 | 0.01482 | 385.9413 | 0.00953 | 385.9413 | 0 | 385.9413 | 0
| 386.1549 | 0 | 386.1549 | 0.03 | 387.7584 | 0.01141 | 386.1549 | 0.00724 | 386.1549 | 0 | 386.1549 | 0
| 386.3685 | 0 | 386.3685 | 0.03 | 387.9752 | 0.01462 | 386.3685 | 0.00955 | 386.3685 | 0 | 386.3685 | 0
| 386.5822 | 0 | 386.5822 | 0.03 | 388.1919 | 0.01402 | 386.5822 | 0.00759 | 386.5822 | 0 | 386.5822 | 0
| 386.7958 | 0 | 386.7958 | 0.03 | 388.4086 | 0.01322 | 386.7958 | 0.00913 | 386.7958 | 0 | 386.7958 | 0
| 387.0095 | 0 | 387.0095 | 0.03 | 388.6254 | 0.01422 | 387.0095 | 0.00725 | 387.0095 | 0 | 387.0095 | 0
| 387.2231 | 0 | 387.2231 | 0.03 | 388.8422 | 0.01041 | 387.2231 | 0.00934 | 387.2231 | 0 | 387.2231 | 0
| 387.4368 | 0 | 387.4368 | 0.04 | 389.059 | 0.01221 | 387.4368 | 0.00712 | 387.4368 | 0 | 387.4368 | 0
| 387.6505 | 0 | 387.6505 | 0.04 | 389.2758 | 0.01742 | 387.6505 | 0.00954 | 387.6505 | 0 | 387.6505 | 0
| 387.8642 | 0 | 387.8642 | 0.04 | 389.4926 | 0.01181 | 387.8642 | 0.00676 | 387.8642 | 0 | 387.8642 | 0
| 388.078 | 0 | 388.078 | 0.04 | 389.7094 | 0.01482 | 388.078 | 0.00933 | 388.078 | 0 | 388.078 | 0
| 388.2917 | 0 | 388.2917 | 0.04 | 389.9263 | 0.01141 | 388.2917 | 0.00712 | 388.2917 | 0 | 388.2917 | 0
| 388.5055 | 0 | 388.5055 | 0.04 | 390.1432 | 0.01702 | 388.5055 | 0.0091 | 388.5055 | 0 | 388.5055 | 0
| 388.7192 | 0 | 388.7192 | 0.04 | 390.36 | 0.01282 | 388.7192 | 0.00714 | 388.7192 | 0 | 388.7192 | 0
| 388.933 | 0 | 388.933 | 0.05 | 390.5769 | 0.01422 | 388.933 | 0.00993 | 388.933 | 0 | 388.933 | 0
| 389.1468 | 0 | 389.1468 | 0.05 | 390.7939 | 0.00821 | 389.1468 | 0.00697 | 389.1468 | 0 | 389.1468 | 0
| 389.3606 | 0 | 389.3606 | 0.05 | 391.0108 | 0.01221 | 389.3606 | 0.0092 | 389.3606 | 0 | 389.3606 | 0
| 389.5744 | 0 | 389.5744 | 0.05 | 391.2277 | 0.01322 | 389.5744 | 0.00722 | 389.5744 | 0 | 389.5744 | 0
| 389.7882 | 0 | 389.7882 | 0.06 | 391.4447 | 0.01382 | 389.7882 | 0.00886 | 389.7882 | 0 | 389.7882 | 0
| 390.002 | 0 | 390.002 | 0.06 | 391.6617 | 0.00761 | 390.002 | 0.00695 | 390.002 | 0 | 390.002 | 0
| 390.2159 | 0 | 390.2159 | 0.06 | 391.8786 | 0.01402 | 390.2159 | 0.00899 | 390.2159 | 0 | 390.2159 | 0
| 390.4297 | 0 | 390.4297 | 0.06 | 392.0957 | 0.01041 | 390.4297 | 0.00713 | 390.4297 | 0 | 390.4297 | 0
| 390.6436 | 0 | 390.6436 | 0.07 | 392.3127 | 0.01262 | 390.6436 | 0.00926 | 390.6436 | 0 | 390.6436 | 0
| 390.8575 | 0 | 390.8575 | 0.07 | 392.5297 | 0.01201 | 390.8575 | 0.00693 | 390.8575 | 0 | 390.8575 | 0
| 391.0714 | 0 | 391.0714 | 0.08 | 392.7468 | 0.01262 | 391.0714 | 0.00919 | 391.0714 | 0 | 391.0714 | 0
| 391.2853 | 0 | 391.2853 | 0.08 | 392.9638 | 0.01061 | 391.2853 | 0.00755 | 391.2853 | 0 | 391.2853 | 0
| 391.4992 | 0 | 391.4992 | 0.08 | 393.1809 | 0.01161 | 391.4992 | 0.00876 | 391.4992 | 0 | 391.4992 | 0
| 391.7131 | 0 | 391.7131 | 0.09 | 393.398 | 0.01101 | 391.7131 | 0.00725 | 391.7131 | 0 | 391.7131 | 0
| 391.9271 | 0 | 391.9271 | 0.09 | 393.6151 | 0.01021 | 391.9271 | 0.00913 | 391.9271 | 0 | 391.9271 | 0
| 392.141 | 0 | 392.141 | 0.1 | 393.8322 | 0.00981 | 392.141 | 0.00714 | 392.141 | 0 | 392.141 | 0
| 392.355 | 0 | 392.355 | 0.1 | 394.0494 | 0.01141 | 392.355 | 0.00858 | 392.355 | 0 | 392.355 | 0
| 392.569 | 0 | 392.569 | 0.11 | 394.2665 | 0.01061 | 392.569 | 0.00757 | 392.569 | 0 | 392.569 | 0
| 392.783 | 0 | 392.783 | 0.11 | 394.4837 | 0.01101 | 392.783 | 0.00913 | 392.783 | 0 | 392.783 | 0
| 392.997 | 0 | 392.997 | 0.12 | 394.7009 | 0.00821 | 392.997 | 0.00688 | 392.997 | 0 | 392.997 | 0
| 393.211 | 0 | 393.211 | 0.13 | 394.9181 | 0.01242 | 393.211 | 0.00901 | 393.211 | 0 | 393.211 | 0
| 393.425 | 0 | 393.425 | 0.13 | 395.1353 | 0.00901 | 393.425 | 0.00709 | 393.425 | 0 | 393.425 | 0
| 393.6391 | 0 | 393.6391 | 0.14 | 395.3525 | 0.01021 | 393.6391 | 0.00911 | 393.6391 | 0 | 393.6391 | 0
| 393.8531 | 0 | 393.8531 | 0.14 | 395.5698 | 0.01081 | 393.8531 | 0.00674 | 393.8531 | 0 | 393.8531 | 0
| 394.0672 | 0 | 394.0672 | 0.15 | 395.7871 | 0.01362 | 394.0672 | 0.00908 | 394.0672 | 0 | 394.0672 | 0
| 394.2812 | 0 | 394.2812 | 0.16 | 396.0043 | 0.00981 | 394.2812 | 0.0075 | 394.2812 | 0 | 394.2812 | 0
| 394.4954 | 0 | 394.4954 | 0.17 | 396.2216 | 0.01021 | 394.4954 | 0.00899 | 394.4954 | 0 | 394.4954 | 0
| 394.7094 | 0 | 394.7094 | 0.18 | 396.4389 | 0.00841 | 394.7094 | 0.00733 | 394.7094 | 0 | 394.7094 | 0
| 394.9236 | 0 | 394.9236 | 0.19 | 396.6562 | 0.01021 | 394.9235 | 0.00931 | 394.9236 | 0 | 394.9236 | 0
| 395.1377 | 0 | 395.1377 | 0.19 | 396.8736 | 0.01242 | 395.1377 | 0.00752 | 395.1377 | 0 | 395.1377 | 0
| 395.3518 | 0 | 395.3518 | 0.2 | 397.0909 | 0.01021 | 395.3518 | 0.00934 | 395.3518 | 0 | 395.3518 | 0
| 395.566 | 0 | 395.566 | 0.21 | 397.3083 | 0.01081 | 395.566 | 0.00749 | 395.566 | 0 | 395.566 | 0
| 395.7802 | 0 | 395.7802 | 0.23 | 397.5257 | 0.01141 | 395.7801 | 0.0094 | 395.7802 | 0 | 395.7802 | 0
| 395.9943 | 0 | 395.9943 | 0.23 | 397.7431 | 0.01201 | 395.9943 | 0.00706 | 395.9943 | 0 | 395.9943 | 0
| 396.2085 | 0 | 396.2085 | 0.25 | 397.9605 | 0.01221 | 396.2085 | 0.0092 | 396.2085 | 0 | 396.2085 | 0
| 396.4227 | 0 | 396.4227 | 0.25 | 398.1779 | 0.01041 | 396.4227 | 0.00755 | 396.4227 | 0 | 396.4227 | 0
| 396.6369 | 0 | 396.6369 | 0.27 | 398.3954 | 0.01201 | 396.6369 | 0.00953 | 396.6369 | 0 | 396.6369 | 0
| 396.8511 | 0 | 396.8511 | 0.28 | 398.6128 | 0.01061 | 396.8511 | 0.00755 | 396.8511 | 0 | 396.8511 | 0
| 397.0654 | 0 | 397.0654 | 0.29 | 398.8303 | 0.01161 | 397.0654 | 0.00967 | 397.0654 | 0 | 397.0654 | 0
| 397.2796 | 0 | 397.2796 | 0.31 | 399.0478 | 0.01201 | 397.2796 | 0.0078 | 397.2796 | 0 | 397.2796 | 0
| 397.4939 | 0 | 397.4939 | 0.32 | 399.2653 | 0.01262 | 397.4939 | 0.00966 | 397.4939 | 0 | 397.4939 | 0
| 397.7081 | 0 | 397.7081 | 0.33 | 399.4828 | 0.00901 | 397.7081 | 0.00809 | 397.7081 | 0 | 397.7081 | 0
| 397.9224 | 0 | 397.9224 | 0.35 | 399.7003 | 0.01282 | 397.9224 | 0.01015 | 397.9224 | 0 | 397.9224 | 0
| 398.1367 | 0 | 398.1367 | 0.36 | 399.9179 | 0.01121 | 398.1367 | 0.00778 | 398.1367 | 0 | 398.1367 | 0
| 398.351 | 0 | 398.351 | 0.38 | 400.1354 | 0.01562 | 398.351 | 0.01001 | 398.351 | 0 | 398.351 | 0
| 398.5653 | 0 | 398.5653 | 0.39 | 400.353 | 0.01302 | 398.5653 | 0.00857 | 398.5653 | 0 | 398.5653 | 0
| 398.7797 | 0 | 398.7797 | 0.41 | 400.5706 | 0.01282 | 398.7797 | 0.01024 | 398.7797 | 0 | 398.7797 | 0
| 398.994 | 0 | 398.994 | 0.43 | 400.7882 | 0.01221 | 398.994 | 0.00825 | 398.994 | 0 | 398.994 | 0
| 399.2084 | 0 | 399.2084 | 0.44 | 401.0058 | 0.01662 | 399.2084 | 0.01028 | 399.2084 | 0 | 399.2084 | 0
| 399.4227 | 0 | 399.4227 | 0.46 | 401.2235 | 0.01001 | 399.4227 | 0.00861 | 399.4227 | 0 | 399.4227 | 0
| 399.6371 | 0 | 399.6371 | 0.48 | 401.4411 | 0.01542 | 399.6371 | 0.01014 | 399.6371 | 0 | 399.6371 | 0
| 399.8515 | 0 | 399.8515 | 0.49 | 401.6588 | 0.01262 | 399.8515 | 0.00829 | 399.8515 | 0 | 399.8515 | 0
| 400.0659 | 0.011021 | 400.0659 | 0.51 | 401.8765 | 0.01542 | 400.0659 | 0.0107 | 400.0659 | 0.0074333 | 400.0659 | 0.0083535
| 400.2803 | 0.0076421 | 400.2803 | 0.53 | 402.0942 | 0.01221 | 400.2803 | 0.00889 | 400.2803 | 0.006943 | 400.2803 | 0.0080357
| 400.4948 | 0.0093134 | 400.4948 | 0.55 | 402.3119 | 0.01802 | 400.4948 | 0.01046 | 400.4948 | 0.0091547 | 400.4948 | 0.0079734
| 400.7092 | 0.0072446 | 400.7092 | 0.57 | 402.5296 | 0.01322 | 400.7092 | 0.00913 | 400.7092 | 0.0068495 | 400.7092 | 0.0062073
| 400.9236 | 0.0089386 | 400.9236 | 0.59 | 402.7474 | 0.01742 | 400.9237 | 0.0112 | 400.9236 | 0.008598 | 400.9236 | 0.0082965
| 401.1381 | 0.0029899 | 401.1381 | 0.61 | 402.9651 | 0.01542 | 401.1381 | 0.0096 | 401.1381 | 0.0074084 | 401.1381 | 0.0073681
| 401.3526 | 0.007156 | 401.3526 | 0.63 | 403.1829 | 0.01782 | 401.3526 | 0.01162 | 401.3526 | 0.01014 | 401.3526 | 0.005571
| 401.5671 | 0.0060229 | 401.5671 | 0.65 | 403.4007 | 0.01362 | 401.5671 | 0.00957 | 401.5671 | 0.0087506 | 401.5671 | 0.0074308
| 401.7816 | 0.0082586 | 401.7816 | 0.67 | 403.6185 | 0.02083 | 401.7816 | 0.01138 | 401.7816 | 0.0095641 | 401.7816 | 0.0099557
| 401.9961 | 0.0086003 | 401.9961 | 0.7 | 403.8363 | 0.01362 | 401.9961 | 0.01023 | 401.9961 | 0.0081041 | 401.9961 | 0.007507
| 402.2106 | 0.0072711 | 402.2106 | 0.72 | 404.0541 | 0.01742 | 402.2106 | 0.01248 | 402.2106 | 0.0091538 | 402.2106 | 0.0077875
| 402.4252 | 0.010613 | 402.4252 | 0.74 | 404.272 | 0.01442 | 402.4252 | 0.01087 | 402.4252 | 0.0052369 | 402.4252 | 0.0076565
| 402.6397 | 0.0090314 | 402.6397 | 0.76 | 404.4898 | 0.01842 | 402.6397 | 0.01234 | 402.6397 | 0.0099498 | 402.6397 | 0.0098396
| 402.8543 | 0.0086064 | 402.8543 | 0.78 | 404.7077 | 0.01662 | 402.8543 | 0.01118 | 402.8543 | 0.0069108 | 402.8543 | 0.007897
| 403.0688 | 0.011727 | 403.0688 | 0.8 | 404.9256 | 0.01942 | 403.0688 | 0.01359 | 403.0688 | 0.010309 | 403.0688 | 0.011134
| 403.2834 | 0.0053814 | 403.2834 | 0.82 | 405.1435 | 0.01662 | 403.2834 | 0.01177 | 403.2834 | 0.0067489 | 403.2834 | 0.010712
| 403.498 | 0.010066 | 403.498 | 0.84 | 405.3614 | 0.01982 | 403.498 | 0.01381 | 403.498 | 0.0098489 | 403.498 | 0.0094724
| 403.7126 | 0.01169 | 403.7126 | 0.86 | 405.5794 | 0.01702 | 403.7126 | 0.01277 | 403.7126 | 0.0079927 | 403.7126 | 0.0085658
| 403.9272 | 0.011686 | 403.9272 | 0.88 | 405.7973 | 0.01982 | 403.9273 | 0.01467 | 403.9272 | 0.009183 | 403.9272 | 0.0079007
| 404.1419 | 0.010794 | 404.1419 | 0.89 | 406.0153 | 0.01742 | 404.1419 | 0.01322 | 404.1419 | 0.00882 | 404.1419 | 0.0088728
| 404.3565 | 0.012733 | 404.3565 | 0.91 | 406.2333 | 0.01942 | 404.3565 | 0.01488 | 404.3565 | 0.0084298 | 404.3565 | 0.010944
| 404.5712 | 0.0081044 | 404.5712 | 0.93 | 406.4513 | 0.01822 | 404.5712 | 0.01375 | 404.5712 | 0.0080664 | 404.5712 | 0.010261
| 404.7859 | 0.012404 | 404.7859 | 0.95 | 406.6693 | 0.02183 | 404.7859 | 0.01607 | 404.7859 | 0.0093679 | 404.7859 | 0.011024
| 405.0005 | 0.0069429 | 405.0005 | 0.96 | 406.8873 | 0.02042 | 405.0005 | 0.01494 | 405.0005 | 0.0090628 | 405.0005 | 0.008723
| 405.2152 | 0.012091 | 405.2152 | 0.97 | 407.1053 | 0.02283 | 405.2152 | 0.01698 | 405.2152 | 0.01153 | 405.2152 | 0.0097244
| 405.4299 | 0.0085777 | 405.4299 | 0.97 | 407.3234 | 0.01922 | 405.4299 | 0.0157 | 405.4299 | 0.0089777 | 405.4299 | 0.011839
| 405.6447 | 0.013143 | 405.6447 | 0.99 | 407.5415 | 0.02062 | 405.6447 | 0.01811 | 405.6447 | 0.010606 | 405.6447 | 0.012513
| 405.8594 | 0.0065762 | 405.8594 | 0.99 | 407.7595 | 0.02363 | 405.8594 | 0.0169 | 405.8594 | 0.0095046 | 405.8594 | 0.010015
| 406.0741 | 0.01154 | 406.0741 | 1 | 407.9776 | 0.02403 | 406.0741 | 0.01897 | 406.0741 | 0.012419 | 406.0741 | 0.011524
| 406.2889 | 0.010985 | 406.2889 | 0.99 | 408.1958 | 0.02022 | 406.2889 | 0.01803 | 406.2889 | 0.011331 | 406.2889 | 0.010171
| 406.5036 | 0.012098 | 406.5036 | 0.99 | 408.4139 | 0.02363 | 406.5036 | 0.01882 | 406.5036 | 0.010696 | 406.5036 | 0.01238
| 406.7184 | 0.013823 | 406.7184 | 0.99 | 408.632 | 0.02683 | 406.7184 | 0.02115 | 406.7184 | 0.013635 | 406.7184 | 0.01307
| 406.9332 | 0.010289 | 406.9332 | 0.99 | 408.8502 | 0.02623 | 406.9332 | 0.02053 | 406.9332 | 0.010463 | 406.9332 | 0.011121
| 407.148 | 0.011094 | 407.148 | 0.98 | 409.0684 | 0.02683 | 407.148 | 0.02265 | 407.148 | 0.011131 | 407.148 | 0.012216
| 407.3628 | 0.015831 | 407.3628 | 0.97 | 409.2865 | 0.02563 | 407.3628 | 0.02139 | 407.3628 | 0.011952 | 407.3628 | 0.011394
| 407.5776 | 0.012168 | 407.5776 | 0.95 | 409.5048 | 0.02964 | 407.5776 | 0.02367 | 407.5776 | 0.010792 | 407.5776 | 0.014088
| 407.7925 | 0.0096699 | 407.7925 | 0.94 | 409.723 | 0.02483 | 407.7925 | 0.02302 | 407.7925 | 0.012991 | 407.7925 | 0.013439
| 408.0073 | 0.012702 | 408.0073 | 0.93 | 409.9412 | 0.02944 | 408.0073 | 0.0253 | 408.0073 | 0.012895 | 408.0073 | 0.016182
| 408.2222 | 0.010052 | 408.2222 | 0.91 | 410.1595 | 0.02803 | 408.2222 | 0.02445 | 408.2222 | 0.0118 | 408.2222 | 0.013422
| 408.4371 | 0.011984 | 408.4371 | 0.89 | 410.3777 | 0.03064 | 408.4371 | 0.02705 | 408.4371 | 0.012604 | 408.4371 | 0.014186
| 408.6519 | 0.0092716 | 408.6519 | 0.87 | 410.596 | 0.03084 | 408.6519 | 0.02651 | 408.6519 | 0.012442 | 408.6519 | 0.013906
| 408.8669 | 0.014498 | 408.8669 | 0.85 | 410.8143 | 0.03284 | 408.8668 | 0.02922 | 408.8669 | 0.012838 | 408.8669 | 0.017676
| 409.0818 | 0.011408 | 409.0818 | 0.83 | 411.0326 | 0.03244 | 409.0818 | 0.02845 | 409.0818 | 0.014317 | 409.0818 | 0.017693
| 409.2967 | 0.013867 | 409.2967 | 0.81 | 411.2509 | 0.03544 | 409.2967 | 0.03065 | 409.2967 | 0.0151 | 409.2967 | 0.018081
| 409.5116 | 0.012712 | 409.5116 | 0.78 | 411.4692 | 0.03344 | 409.5116 | 0.03003 | 409.5116 | 0.013391 | 409.5116 | 0.016177
| 409.7266 | 0.016075 | 409.7266 | 0.76 | 411.6876 | 0.03564 | 409.7266 | 0.03229 | 409.7266 | 0.015097 | 409.7266 | 0.016063
| 409.9415 | 0.012296 | 409.9415 | 0.74 | 411.906 | 0.03504 | 409.9415 | 0.03193 | 409.9415 | 0.011843 | 409.9415 | 0.016196
| 410.1565 | 0.016271 | 410.1565 | 0.72 | 412.1243 | 0.03825 | 410.1565 | 0.03453 | 410.1565 | 0.013349 | 410.1565 | 0.018541
| 410.3715 | 0.010903 | 410.3715 | 0.69 | 412.3428 | 0.03785 | 410.3715 | 0.03479 | 410.3715 | 0.015654 | 410.3715 | 0.0182
| 410.5865 | 0.018986 | 410.5865 | 0.67 | 412.5612 | 0.04085 | 410.5865 | 0.03787 | 410.5865 | 0.015885 | 410.5865 | 0.02081
| 410.8015 | 0.012281 | 410.8015 | 0.64 | 412.7796 | 0.03945 | 410.8014 | 0.03722 | 410.8015 | 0.016663 | 410.8015 | 0.021141
| 411.0165 | 0.017115 | 411.0165 | 0.62 | 412.998 | 0.04285 | 411.0165 | 0.04 | 411.0165 | 0.018333 | 411.0165 | 0.022808
| 411.2315 | 0.015768 | 411.2315 | 0.59 | 413.2165 | 0.04325 | 411.2315 | 0.03981 | 411.2315 | 0.016257 | 411.2315 | 0.020496
| 411.4465 | 0.018394 | 411.4465 | 0.57 | 413.435 | 0.04686 | 411.4465 | 0.04255 | 411.4465 | 0.018582 | 411.4465 | 0.023876
| 411.6616 | 0.015678 | 411.6616 | 0.55 | 413.6534 | 0.04666 | 411.6616 | 0.04243 | 411.6616 | 0.017159 | 411.6616 | 0.023612
| 411.8766 | 0.016216 | 411.8766 | 0.53 | 413.8719 | 0.05086 | 411.8766 | 0.04506 | 411.8766 | 0.019127 | 411.8766 | 0.024844
| 412.0917 | 0.012945 | 412.0917 | 0.5 | 414.0904 | 0.05286 | 412.0917 | 0.0452 | 412.0917 | 0.018627 | 412.0917 | 0.023712
| 412.3068 | 0.017846 | 412.3068 | 0.49 | 414.309 | 0.05507 | 412.3068 | 0.04807 | 412.3068 | 0.019819 | 412.3068 | 0.024921
| 412.5219 | 0.017162 | 412.5219 | 0.47 | 414.5275 | 0.05446 | 412.5219 | 0.04787 | 412.5219 | 0.018214 | 412.5219 | 0.025508
| 412.737 | 0.0196 | 412.737 | 0.45 | 414.7461 | 0.05867 | 412.737 | 0.05076 | 412.737 | 0.020122 | 412.737 | 0.026335
| 412.9521 | 0.016637 | 412.9521 | 0.43 | 414.9647 | 0.05947 | 412.9522 | 0.05091 | 412.9521 | 0.021133 | 412.9521 | 0.026863
| 413.1673 | 0.02083 | 413.1673 | 0.42 | 415.1832 | 0.06368 | 413.1673 | 0.05347 | 413.1673 | 0.022022 | 413.1673 | 0.029959
| 413.3824 | 0.014188 | 413.3824 | 0.4 | 415.4018 | 0.06468 | 413.3825 | 0.05466 | 413.3824 | 0.02168 | 413.3824 | 0.02933
| 413.5976 | 0.022101 | 413.5976 | 0.39 | 415.6205 | 0.06668 | 413.5976 | 0.05761 | 413.5976 | 0.024801 | 413.5976 | 0.032519
| 413.8128 | 0.01828 | 413.8128 | 0.38 | 415.8391 | 0.06768 | 413.8128 | 0.05824 | 413.8128 | 0.022174 | 413.8128 | 0.031434
| 414.028 | 0.021985 | 414.028 | 0.36 | 416.0577 | 0.07108 | 414.0279 | 0.0615 | 414.028 | 0.024562 | 414.028 | 0.032317
| 414.2432 | 0.019795 | 414.2432 | 0.35 | 416.2764 | 0.07329 | 414.2432 | 0.06189 | 414.2432 | 0.023156 | 414.2432 | 0.03478
| 414.4584 | 0.023498 | 414.4584 | 0.34 | 416.4951 | 0.07649 | 414.4584 | 0.06557 | 414.4584 | 0.024568 | 414.4584 | 0.036194
| 414.6736 | 0.01916 | 414.6736 | 0.33 | 416.7138 | 0.07889 | 414.6736 | 0.06616 | 414.6736 | 0.026833 | 414.6736 | 0.036229
| 414.8888 | 0.026343 | 414.8888 | 0.32 | 416.9325 | 0.0859 | 414.8888 | 0.07053 | 414.8888 | 0.028254 | 414.8888 | 0.03986
| 415.1041 | 0.021677 | 415.1041 | 0.31 | 417.1512 | 0.0869 | 415.1041 | 0.07166 | 415.1041 | 0.025581 | 415.1041 | 0.038189
| 415.3193 | 0.025811 | 415.3193 | 0.31 | 417.3699 | 0.09271 | 415.3193 | 0.07504 | 415.3193 | 0.029882 | 415.3193 | 0.041767
| 415.5346 | 0.020818 | 415.5346 | 0.29 | 417.5887 | 0.09271 | 415.5346 | 0.07627 | 415.5346 | 0.029306 | 415.5346 | 0.04188
| 415.7498 | 0.026487 | 415.7498 | 0.29 | 417.8074 | 0.09652 | 415.7498 | 0.08067 | 415.7498 | 0.030926 | 415.7498 | 0.044488
| 415.9651 | 0.026326 | 415.9651 | 0.28 | 418.0262 | 0.09912 | 415.9651 | 0.08167 | 415.9651 | 0.030716 | 415.9651 | 0.0464
| 416.1805 | 0.029378 | 416.1805 | 0.27 | 418.245 | 0.10232 | 416.1805 | 0.08604 | 416.1805 | 0.034498 | 416.1805 | 0.048238
| 416.3958 | 0.026815 | 416.3958 | 0.26 | 418.4638 | 0.10473 | 416.3958 | 0.08813 | 416.3958 | 0.034526 | 416.3958 | 0.046429
| 416.6111 | 0.027947 | 416.6111 | 0.26 | 418.6826 | 0.11153 | 416.6111 | 0.09289 | 416.6111 | 0.036925 | 416.6111 | 0.052275
| 416.8264 | 0.02987 | 416.8264 | 0.26 | 418.9015 | 0.11253 | 416.8264 | 0.09468 | 416.8264 | 0.03473 | 416.8264 | 0.051793
| 417.0418 | 0.031446 | 417.0418 | 0.25 | 419.1203 | 0.11714 | 417.0418 | 0.09999 | 417.0418 | 0.039569 | 417.0418 | 0.054504
| 417.2571 | 0.031244 | 417.2571 | 0.24 | 419.3392 | 0.11994 | 417.2571 | 0.10127 | 417.2571 | 0.038667 | 417.2571 | 0.05571
| 417.4725 | 0.033185 | 417.4725 | 0.23 | 419.5581 | 0.12535 | 417.4725 | 0.10677 | 417.4725 | 0.041781 | 417.4725 | 0.059162
| 417.6879 | 0.030433 | 417.6879 | 0.23 | 419.777 | 0.12895 | 417.6879 | 0.10941 | 417.6879 | 0.042354 | 417.6879 | 0.05804
| 417.9033 | 0.031866 | 417.9033 | 0.22 | 419.9959 | 0.13156 | 417.9033 | 0.11469 | 417.9033 | 0.044206 | 417.9033 | 0.062886
| 418.1187 | 0.034186 | 418.1187 | 0.21 | 420.2148 | 0.13296 | 418.1187 | 0.11746 | 418.1187 | 0.044634 | 418.1187 | 0.06675
| 418.3341 | 0.033807 | 418.3341 | 0.21 | 420.4337 | 0.13917 | 418.3341 | 0.12232 | 418.3341 | 0.049222 | 418.3341 | 0.068913
| 418.5496 | 0.036073 | 418.5496 | 0.2 | 420.6527 | 0.14137 | 418.5496 | 0.12485 | 418.5496 | 0.049328 | 418.5496 | 0.071183
| 418.765 | 0.03638 | 418.765 | 0.2 | 420.8717 | 0.14457 | 418.765 | 0.13025 | 418.765 | 0.052484 | 418.765 | 0.075399
| 418.9805 | 0.037233 | 418.9805 | 0.19 | 421.0907 | 0.14437 | 418.9805 | 0.13302 | 418.9805 | 0.051769 | 418.9805 | 0.075656
| 419.1959 | 0.041647 | 419.1959 | 0.19 | 421.3097 | 0.15158 | 419.1959 | 0.13927 | 419.1959 | 0.056517 | 419.1959 | 0.079723
| 419.4114 | 0.039173 | 419.4114 | 0.18 | 421.5287 | 0.15659 | 419.4114 | 0.14173 | 419.4114 | 0.055746 | 419.4114 | 0.07936
| 419.6269 | 0.043349 | 419.6269 | 0.17 | 421.7477 | 0.16299 | 419.6269 | 0.14811 | 419.6269 | 0.0608 | 419.6269 | 0.08497
| 419.8424 | 0.043343 | 419.8424 | 0.17 | 421.9667 | 0.166 | 419.8424 | 0.15037 | 419.8424 | 0.060159 | 419.8424 | 0.0834
| 420.0579 | 0.047709 | 420.0579 | 0.17 | 422.1858 | 0.171 | 420.0579 | 0.15659 | 420.0579 | 0.064102 | 420.0579 | 0.088454
| 420.2734 | 0.042809 | 420.2734 | 0.16 | 422.4049 | 0.17501 | 420.2734 | 0.15972 | 420.2734 | 0.063238 | 420.2734 | 0.090998
| 420.489 | 0.046501 | 420.489 | 0.15 | 422.6239 | 0.18062 | 420.489 | 0.16538 | 420.489 | 0.06657 | 420.489 | 0.093649
| 420.7045 | 0.048246 | 420.7045 | 0.15 | 422.8431 | 0.18382 | 420.7045 | 0.16944 | 420.7045 | 0.066087 | 420.7045 | 0.097543
| 420.9201 | 0.048658 | 420.9201 | 0.14 | 423.0622 | 0.19123 | 420.9201 | 0.17557 | 420.9201 | 0.070448 | 420.9201 | 0.098465
| 421.1357 | 0.049174 | 421.1357 | 0.14 | 423.2813 | 0.19623 | 421.1357 | 0.17944 | 421.1357 | 0.072925 | 421.1357 | 0.10178
| 421.3513 | 0.048707 | 421.3513 | 0.13 | 423.5004 | 0.20284 | 421.3513 | 0.1859 | 421.3513 | 0.075069 | 421.3513 | 0.109
| 421.5669 | 0.049167 | 421.5669 | 0.13 | 423.7196 | 0.20845 | 421.5669 | 0.18972 | 421.5669 | 0.077515 | 421.5669 | 0.10816
| 421.7825 | 0.056442 | 421.7825 | 0.12 | 423.9388 | 0.21606 | 421.7825 | 0.19688 | 421.7825 | 0.080659 | 421.7825 | 0.11021
| 421.9981 | 0.054072 | 421.9981 | 0.12 | 424.158 | 0.21826 | 421.9981 | 0.20043 | 421.9981 | 0.080127 | 421.9981 | 0.11332
| 422.2137 | 0.058615 | 422.2137 | 0.11 | 424.3772 | 0.22507 | 422.2138 | 0.20771 | 422.2137 | 0.085061 | 422.2137 | 0.11721
| 422.4294 | 0.054772 | 422.4294 | 0.11 | 424.5964 | 0.23228 | 422.4294 | 0.21185 | 422.4294 | 0.08625 | 422.4294 | 0.11977
| 422.6451 | 0.061145 | 422.6451 | 0.11 | 424.8156 | 0.23608 | 422.6451 | 0.21871 | 422.6451 | 0.088167 | 422.6451 | 0.1254
| 422.8607 | 0.056634 | 422.8607 | 0.1 | 425.0349 | 0.24309 | 422.8607 | 0.22324 | 422.8607 | 0.091878 | 422.8607 | 0.12438
| 423.0764 | 0.063436 | 423.0764 | 0.1 | 425.2541 | 0.2527 | 423.0764 | 0.23014 | 423.0764 | 0.095322 | 423.0764 | 0.13202
| 423.2921 | 0.058516 | 423.2921 | 0.1 | 425.4734 | 0.26231 | 423.2921 | 0.23492 | 423.2921 | 0.094699 | 423.2921 | 0.1359
| 423.5078 | 0.067038 | 423.5078 | 0.09 | 425.6927 | 0.27353 | 423.5078 | 0.24219 | 423.5078 | 0.099953 | 423.5078 | 0.13893
| 423.7235 | 0.066172 | 423.7235 | 0.09 | 425.912 | 0.27933 | 423.7235 | 0.24664 | 423.7235 | 0.10285 | 423.7235 | 0.14007
| 423.9392 | 0.068627 | 423.9392 | 0.09 | 426.1313 | 0.28494 | 423.9392 | 0.25507 | 423.9392 | 0.10703 | 423.9392 | 0.14497
| 424.155 | 0.06939 | 424.155 | 0.09 | 426.3506 | 0.29255 | 424.155 | 0.25988 | 424.155 | 0.1115 | 424.155 | 0.1524
| 424.3707 | 0.069859 | 424.3707 | 0.08 | 426.57 | 0.30196 | 424.3707 | 0.26872 | 424.3707 | 0.11341 | 424.3707 | 0.1531
| 424.5865 | 0.072582 | 424.5865 | 0.08 | 426.7894 | 0.30837 | 424.5865 | 0.27374 | 424.5865 | 0.11288 | 424.5865 | 0.15675
| 424.8023 | 0.074757 | 424.8023 | 0.08 | 427.0087 | 0.31618 | 424.8023 | 0.28259 | 424.8023 | 0.12001 | 424.8023 | 0.16257
| 425.0181 | 0.07323 | 425.0181 | 0.08 | 427.2281 | 0.32559 | 425.0181 | 0.28892 | 425.0181 | 0.12146 | 425.0181 | 0.1681
| 425.2339 | 0.080246 | 425.2339 | 0.07 | 427.4475 | 0.34081 | 425.2339 | 0.29878 | 425.2339 | 0.12617 | 425.2339 | 0.1746
| 425.4497 | 0.076591 | 425.4497 | 0.07 | 427.6669 | 0.34842 | 425.4497 | 0.30573 | 425.4497 | 0.12885 | 425.4497 | 0.17808
| 425.6655 | 0.084393 | 425.6655 | 0.07 | 427.8864 | 0.35562 | 425.6655 | 0.31533 | 425.6655 | 0.135 | 425.6655 | 0.18468
| 425.8813 | 0.086193 | 425.8813 | 0.07 | 428.1058 | 0.36484 | 425.8813 | 0.3227 | 425.8813 | 0.1382 | 425.8813 | 0.1881
| 426.0972 | 0.087415 | 426.0972 | 0.07 | 428.3253 | 0.37505 | 426.0972 | 0.33356 | 426.0972 | 0.14434 | 426.0972 | 0.19543
| 426.313 | 0.08568 | 426.313 | 0.07 | 428.5448 | 0.37885 | 426.313 | 0.3412 | 426.313 | 0.14467 | 426.313 | 0.20051
| 426.5289 | 0.090167 | 426.5289 | 0.07 | 428.7643 | 0.38266 | 426.5289 | 0.35296 | 426.5289 | 0.15428 | 426.5289 | 0.20639
| 426.7448 | 0.093763 | 426.7448 | 0.07 | 428.9838 | 0.37885 | 426.7448 | 0.36118 | 426.7448 | 0.15495 | 426.7448 | 0.21042
| 426.9607 | 0.097029 | 426.9607 | 0.06 | 429.2033 | 0.37665 | 426.9607 | 0.3724 | 426.9607 | 0.16343 | 426.9607 | 0.21744
| 427.1766 | 0.10102 | 427.1766 | 0.06 | 429.4228 | 0.37525 | 427.1766 | 0.38068 | 427.1766 | 0.16625 | 427.1766 | 0.22499
| 427.3925 | 0.1027 | 427.3925 | 0.06 | 429.6424 | 0.37705 | 427.3925 | 0.39222 | 427.3925 | 0.16866 | 427.3925 | 0.23029
| 427.6084 | 0.10185 | 427.6084 | 0.06 | 429.8619 | 0.37705 | 427.6084 | 0.40055 | 427.6084 | 0.17615 | 427.6084 | 0.23123
| 427.8244 | 0.10651 | 427.8244 | 0.06 | 430.0815 | 0.38406 | 427.8244 | 0.41195 | 427.8244 | 0.18361 | 427.8244 | 0.24242
| 428.0403 | 0.10857 | 428.0403 | 0.06 | 430.3011 | 0.39547 | 428.0403 | 0.42058 | 428.0403 | 0.18768 | 428.0403 | 0.24646
| 428.2563 | 0.11257 | 428.2563 | 0.06 | 430.5207 | 0.40568 | 428.2563 | 0.43275 | 428.2563 | 0.19304 | 428.2563 | 0.25312
| 428.4723 | 0.11217 | 428.4723 | 0.06 | 430.7403 | 0.41109 | 428.4723 | 0.43976 | 428.4723 | 0.20069 | 428.4723 | 0.26183
| 428.6882 | 0.11959 | 428.6882 | 0.06 | 430.96 | 0.4207 | 428.6882 | 0.45206 | 428.6882 | 0.20628 | 428.6882 | 0.26664
| 428.9042 | 0.11984 | 428.9042 | 0.06 | 431.1796 | 0.42731 | 428.9042 | 0.46073 | 428.9042 | 0.20788 | 428.9042 | 0.27019
| 429.1203 | 0.12328 | 429.1203 | 0.06 | 431.3993 | 0.44012 | 429.1203 | 0.47313 | 429.1203 | 0.21529 | 429.1203 | 0.27908
| 429.3363 | 0.12242 | 429.3363 | 0.06 | 431.619 | 0.44974 | 429.3363 | 0.48303 | 429.3363 | 0.22096 | 429.3363 | 0.28529
| 429.5523 | 0.13285 | 429.5523 | 0.06 | 431.8387 | 0.46535 | 429.5523 | 0.49399 | 429.5523 | 0.22837 | 429.5523 | 0.28924
| 429.7684 | 0.126 | 429.7684 | 0.06 | 432.0584 | 0.46996 | 429.7684 | 0.50382 | 429.7684 | 0.22914 | 429.7684 | 0.29681
| 429.9844 | 0.12649 | 429.9844 | 0.06 | 432.2781 | 0.47877 | 429.9844 | 0.51677 | 429.9844 | 0.23942 | 429.9844 | 0.30705
| 430.2005 | 0.13373 | 430.2005 | 0.06 | 432.4979 | 0.48598 | 430.2005 | 0.52564 | 430.2005 | 0.24615 | 430.2005 | 0.31015
| 430.4166 | 0.14376 | 430.4166 | 0.06 | 432.7176 | 0.49599 | 430.4166 | 0.53835 | 430.4166 | 0.25366 | 430.4166 | 0.31912
| 430.6327 | 0.13533 | 430.6327 | 0.06 | 432.9374 | 0.5034 | 430.6327 | 0.54906 | 430.6327 | 0.25726 | 430.6327 | 0.32785
| 430.8488 | 0.14189 | 430.8488 | 0.06 | 433.1572 | 0.51822 | 430.8487 | 0.56238 | 430.8488 | 0.26757 | 430.8488 | 0.33487
| 431.0649 | 0.14221 | 431.0649 | 0.06 | 433.377 | 0.52763 | 431.0649 | 0.572 | 431.0649 | 0.27423 | 431.0649 | 0.33963
| 431.281 | 0.1523 | 431.281 | 0.06 | 433.5968 | 0.53424 | 431.281 | 0.58588 | 431.281 | 0.28149 | 431.281 | 0.35094
| 431.4972 | 0.15065 | 431.4972 | 0.06 | 433.8166 | 0.53924 | 431.4972 | 0.59677 | 431.4972 | 0.28543 | 431.4972 | 0.35341
| 431.7133 | 0.15486 | 431.7133 | 0.06 | 434.0364 | 0.54845 | 431.7133 | 0.61039 | 431.7133 | 0.29433 | 431.7133 | 0.3637
| 431.9295 | 0.15892 | 431.9295 | 0.06 | 434.2563 | 0.55326 | 431.9295 | 0.61954 | 431.9295 | 0.30269 | 431.9295 | 0.37211
| 432.1456 | 0.16208 | 432.1456 | 0.06 | 434.4762 | 0.55486 | 432.1456 | 0.63269 | 432.1456 | 0.31121 | 432.1456 | 0.3796
| 432.3618 | 0.15443 | 432.3618 | 0.06 | 434.696 | 0.55947 | 432.3618 | 0.64283 | 432.3618 | 0.31895 | 432.3618 | 0.38681
| 432.578 | 0.17364 | 432.578 | 0.06 | 434.9159 | 0.56347 | 432.578 | 0.65712 | 432.578 | 0.33067 | 432.578 | 0.39278
| 432.7943 | 0.16996 | 432.7943 | 0.06 | 435.1358 | 0.55206 | 432.7942 | 0.66708 | 432.7943 | 0.33244 | 432.7943 | 0.40013
| 433.0105 | 0.1799 | 433.0105 | 0.06 | 435.3558 | 0.55566 | 433.0105 | 0.67968 | 433.0105 | 0.34147 | 433.0105 | 0.40511
| 433.2267 | 0.17511 | 433.2267 | 0.06 | 435.5757 | 0.55947 | 433.2267 | 0.6901 | 433.2267 | 0.349 | 433.2267 | 0.4138
| 433.4429 | 0.17931 | 433.4429 | 0.06 | 435.7957 | 0.57008 | 433.4429 | 0.70318 | 433.4429 | 0.35705 | 433.4429 | 0.42623
| 433.6592 | 0.18042 | 433.6592 | 0.06 | 436.0156 | 0.57829 | 433.6592 | 0.71281 | 433.6592 | 0.36425 | 433.6592 | 0.42897
| 433.8755 | 0.18266 | 433.8755 | 0.06 | 436.2356 | 0.5905 | 433.8755 | 0.72642 | 433.8755 | 0.37912 | 433.8755 | 0.44156
| 434.0917 | 0.18904 | 434.0917 | 0.06 | 436.4556 | 0.59431 | 434.0917 | 0.7358 | 434.0917 | 0.3809 | 434.0917 | 0.44755
| 434.308 | 0.1948 | 434.308 | 0.06 | 436.6756 | 0.60332 | 434.308 | 0.75046 | 434.308 | 0.39261 | 434.308 | 0.45231
| 434.5244 | 0.19226 | 434.5244 | 0.07 | 436.8956 | 0.61113 | 434.5244 | 0.76093 | 434.5244 | 0.40008 | 434.5244 | 0.46256
| 434.7407 | 0.19754 | 434.7407 | 0.06 | 437.1157 | 0.61573 | 434.7407 | 0.77347 | 434.7407 | 0.41218 | 434.7407 | 0.47627
| 434.957 | 0.19843 | 434.957 | 0.06 | 437.3357 | 0.62154 | 434.957 | 0.78419 | 434.957 | 0.41493 | 434.957 | 0.4793
| 435.1733 | 0.20762 | 435.1733 | 0.07 | 437.5558 | 0.62735 | 435.1733 | 0.79747 | 435.1733 | 0.42703 | 435.1733 | 0.48956
| 435.3897 | 0.20715 | 435.3897 | 0.06 | 437.7759 | 0.62595 | 435.3897 | 0.80771 | 435.3897 | 0.43454 | 435.3897 | 0.4999
| 435.606 | 0.21177 | 435.606 | 0.07 | 437.996 | 0.64277 | 435.606 | 0.82148 | 435.606 | 0.44827 | 435.606 | 0.51266
| 435.8224 | 0.22065 | 435.8224 | 0.07 | 438.2161 | 0.64977 | 435.8224 | 0.83112 | 435.8224 | 0.45665 | 435.8224 | 0.51321
| 436.0388 | 0.22112 | 436.0388 | 0.07 | 438.4362 | 0.66559 | 436.0388 | 0.84336 | 436.0388 | 0.4625 | 436.0388 | 0.52412
| 436.2552 | 0.22167 | 436.2552 | 0.07 | 438.6564 | 0.67841 | 436.2552 | 0.8528 | 436.2552 | 0.4738 | 436.2552 | 0.53876
| 436.4716 | 0.23111 | 436.4716 | 0.07 | 438.8765 | 0.69543 | 436.4716 | 0.86513 | 436.4716 | 0.48536 | 436.4716 | 0.54943
| 436.688 | 0.22594 | 436.688 | 0.07 | 439.0967 | 0.70704 | 436.688 | 0.87358 | 436.688 | 0.49163 | 436.688 | 0.55565
| 436.9044 | 0.23501 | 436.9044 | 0.07 | 439.3169 | 0.72206 | 436.9044 | 0.88655 | 436.9044 | 0.50226 | 436.9044 | 0.56415
| 437.1209 | 0.2391 | 437.1209 | 0.07 | 439.5371 | 0.72587 | 437.1209 | 0.89379 | 437.1209 | 0.51021 | 437.1209 | 0.57545
| 437.3373 | 0.24292 | 437.3373 | 0.07 | 439.7573 | 0.73828 | 437.3373 | 0.90336 | 437.3373 | 0.52658 | 437.3373 | 0.5801
| 437.5538 | 0.24256 | 437.5538 | 0.07 | 439.9775 | 0.74529 | 437.5538 | 0.91239 | 437.5538 | 0.53326 | 437.5538 | 0.59311
| 437.7703 | 0.25408 | 437.7703 | 0.07 | 440.1977 | 0.7533 | 437.7703 | 0.92173 | 437.7703 | 0.53769 | 437.7703 | 0.60478
| 437.9868 | 0.25313 | 437.9868 | 0.08 | 440.418 | 0.76311 | 437.9868 | 0.92831 | 437.9868 | 0.54803 | 437.9868 | 0.61456
| 438.2033 | 0.25787 | 438.2033 | 0.08 | 440.6383 | 0.77032 | 438.2033 | 0.93757 | 438.2033 | 0.56413 | 438.2033 | 0.63083
| 438.4198 | 0.26078 | 438.4198 | 0.07 | 440.8585 | 0.78834 | 438.4198 | 0.9427 | 438.4198 | 0.56806 | 438.4198 | 0.634
| 438.6363 | 0.26521 | 438.6363 | 0.08 | 441.0788 | 0.80436 | 438.6363 | 0.95135 | 438.6363 | 0.57712 | 438.6363 | 0.64766
| 438.8529 | 0.267 | 438.8529 | 0.08 | 441.2991 | 0.81297 | 438.8529 | 0.95599 | 438.8529 | 0.58467 | 438.8529 | 0.65475
| 439.0694 | 0.27519 | 439.0694 | 0.08 | 441.5195 | 0.82318 | 439.0694 | 0.96407 | 439.0694 | 0.59481 | 439.0694 | 0.66893
| 439.286 | 0.27254 | 439.286 | 0.08 | 441.7398 | 0.83019 | 439.286 | 0.96723 | 439.286 | 0.60631 | 439.286 | 0.67797
| 439.5025 | 0.28536 | 439.5025 | 0.08 | 441.9602 | 0.84321 | 439.5025 | 0.97447 | 439.5025 | 0.61729 | 439.5025 | 0.68954
| 439.7191 | 0.28699 | 439.7191 | 0.08 | 442.1805 | 0.84321 | 439.7191 | 0.97897 | 439.7191 | 0.62306 | 439.7191 | 0.70333
| 439.9357 | 0.29183 | 439.9357 | 0.08 | 442.4009 | 0.84661 | 439.9357 | 0.98557 | 439.9357 | 0.63476 | 439.9357 | 0.71385
| 440.1523 | 0.2978 | 440.1523 | 0.08 | 442.6213 | 0.85002 | 440.1523 | 0.98732 | 440.1523 | 0.64533 | 440.1523 | 0.7291
| 440.369 | 0.30086 | 440.369 | 0.08 | 442.8417 | 0.86103 | 440.369 | 0.99434 | 440.369 | 0.65211 | 440.369 | 0.7389
| 440.5856 | 0.30683 | 440.5856 | 0.08 | 443.0622 | 0.87144 | 440.5856 | 0.9955 | 440.5856 | 0.66012 | 440.5856 | 0.7478
| 440.8022 | 0.31511 | 440.8022 | 0.09 | 443.2826 | 0.88466 | 440.8022 | 0.99897 | 440.8022 | 0.66814 | 440.8022 | 0.76971
| 441.0189 | 0.31861 | 441.0189 | 0.09 | 443.503 | 0.89267 | 441.0189 | 0.99658 | 441.0189 | 0.677 | 441.0189 | 0.77201
| 441.2355 | 0.32761 | 441.2355 | 0.09 | 443.7235 | 0.90849 | 441.2355 | 0.99997 | 441.2355 | 0.68426 | 441.2355 | 0.79328
| 441.4522 | 0.32715 | 441.4522 | 0.09 | 443.944 | 0.91389 | 441.4522 | 0.99871 | 441.4522 | 0.69382 | 441.4522 | 0.79667
| 441.6689 | 0.33065 | 441.6689 | 0.09 | 444.1645 | 0.91409 | 441.6689 | 1 | 441.6689 | 0.6996 | 441.6689 | 0.81225
| 441.8856 | 0.33359 | 441.8856 | 0.09 | 444.385 | 0.92811 | 441.8856 | 0.9971 | 441.8856 | 0.70555 | 441.8856 | 0.82081
| 442.1023 | 0.34908 | 442.1023 | 0.09 | 444.6055 | 0.93412 | 442.1023 | 0.99647 | 442.1023 | 0.71864 | 442.1023 | 0.83352
| 442.319 | 0.34304 | 442.319 | 0.09 | 444.8261 | 0.94093 | 442.319 | 0.99474 | 442.319 | 0.72402 | 442.319 | 0.84846
| 442.5358 | 0.35564 | 442.5358 | 0.09 | 445.0466 | 0.95594 | 442.5358 | 0.99227 | 442.5358 | 0.73538 | 442.5358 | 0.85461
| 442.7525 | 0.35602 | 442.7525 | 0.09 | 445.2672 | 0.95434 | 442.7525 | 0.98981 | 442.7525 | 0.74394 | 442.7525 | 0.86779
| 442.9693 | 0.37068 | 442.9693 | 0.09 | 445.4878 | 0.96516 | 442.9693 | 0.987 | 442.9693 | 0.74364 | 442.9693 | 0.87767
| 443.186 | 0.36896 | 443.186 | 0.09 | 445.7084 | 0.97136 | 443.186 | 0.98281 | 443.186 | 0.75358 | 443.186 | 0.88786
| 443.4028 | 0.38145 | 443.4028 | 0.1 | 445.929 | 0.98037 | 443.4028 | 0.97796 | 443.4028 | 0.76209 | 443.4028 | 0.90248
| 443.6196 | 0.38153 | 443.6196 | 0.1 | 446.1496 | 0.98037 | 443.6196 | 0.97256 | 443.6196 | 0.76996 | 443.6196 | 0.91536
| 443.8364 | 0.38751 | 443.8364 | 0.1 | 446.3702 | 0.99179 | 443.8364 | 0.96812 | 443.8364 | 0.78093 | 443.8364 | 0.92169
| 444.0532 | 0.39208 | 444.0532 | 0.1 | 446.5909 | 0.99239 | 444.0532 | 0.96126 | 444.0532 | 0.78622 | 444.0532 | 0.93032
| 444.2701 | 0.39518 | 444.2701 | 0.1 | 446.8116 | 0.9968 | 444.2701 | 0.95471 | 444.2701 | 0.79497 | 444.2701 | 0.93481
| 444.4869 | 0.4063 | 444.4869 | 0.1 | 447.0322 | 0.99259 | 444.4869 | 0.94481 | 444.4869 | 0.79798 | 444.4869 | 0.9468
| 444.7037 | 0.41175 | 444.7037 | 0.1 | 447.2529 | 1 | 444.7037 | 0.93739 | 444.7037 | 0.81111 | 444.7037 | 0.95576
| 444.9206 | 0.41059 | 444.9206 | 0.1 | 447.4736 | 0.9982 | 444.9206 | 0.92814 | 444.9206 | 0.81107 | 444.9206 | 0.96068
| 445.1375 | 0.41826 | 445.1375 | 0.1 | 447.6944 | 0.98959 | 445.1375 | 0.92107 | 445.1375 | 0.81871 | 445.1375 | 0.96561
| 445.3544 | 0.42549 | 445.3544 | 0.1 | 447.9151 | 0.97938 | 445.3544 | 0.91196 | 445.3544 | 0.8322 | 445.3544 | 0.9732
| 445.5713 | 0.42772 | 445.5713 | 0.1 | 448.1359 | 0.98158 | 445.5713 | 0.90257 | 445.5713 | 0.83868 | 445.5713 | 0.98303
| 445.7882 | 0.43391 | 445.7882 | 0.1 | 448.3566 | 0.97277 | 445.7882 | 0.89094 | 445.7882 | 0.84433 | 445.7882 | 0.98648
| 446.0051 | 0.44218 | 446.0051 | 0.1 | 448.5774 | 0.98358 | 446.0051 | 0.88187 | 446.0051 | 0.84744 | 446.0051 | 0.98347
| 446.222 | 0.44134 | 446.222 | 0.11 | 448.7982 | 0.97677 | 446.222 | 0.87072 | 446.222 | 0.8569 | 446.222 | 0.98791
| 446.439 | 0.44898 | 446.439 | 0.11 | 449.019 | 0.97377 | 446.439 | 0.86084 | 446.439 | 0.8657 | 446.439 | 0.993
| 446.6559 | 0.44675 | 446.6559 | 0.11 | 449.2398 | 0.96316 | 446.6559 | 0.84757 | 446.6559 | 0.86605 | 446.6559 | 0.99367
| 446.8729 | 0.45005 | 446.8729 | 0.11 | 449.4606 | 0.96696 | 446.8729 | 0.83836 | 446.8729 | 0.87799 | 446.8729 | 1
| 447.0898 | 0.46188 | 447.0898 | 0.11 | 449.6815 | 0.94654 | 447.0898 | 0.8247 | 447.0898 | 0.88437 | 447.0898 | 0.99904
| 447.3069 | 0.46643 | 447.3069 | 0.11 | 449.9024 | 0.93492 | 447.3068 | 0.81388 | 447.3069 | 0.89335 | 447.3069 | 0.99341
| 447.5238 | 0.46177 | 447.5238 | 0.11 | 450.1232 | 0.92672 | 447.5238 | 0.79922 | 447.5238 | 0.89412 | 447.5238 | 0.99462
| 447.7408 | 0.46552 | 447.7408 | 0.11 | 450.3441 | 0.92812 | 447.7408 | 0.79052 | 447.7408 | 0.9088 | 447.7408 | 0.99732
| 447.9579 | 0.46843 | 447.9579 | 0.11 | 450.565 | 0.9137 | 447.9579 | 0.77508 | 447.9579 | 0.90918 | 447.9579 | 0.98488
| 448.1749 | 0.47658 | 448.1749 | 0.11 | 450.786 | 0.90549 | 448.1749 | 0.76387 | 448.1749 | 0.9216 | 448.1749 | 0.98532
| 448.392 | 0.47225 | 448.392 | 0.11 | 451.0069 | 0.90068 | 448.392 | 0.74937 | 448.392 | 0.92896 | 448.392 | 0.97965
| 448.609 | 0.47578 | 448.609 | 0.12 | 451.2278 | 0.89588 | 448.609 | 0.7374 | 448.609 | 0.93419 | 448.609 | 0.97956
| 448.8261 | 0.48024 | 448.8261 | 0.11 | 451.4488 | 0.88507 | 448.8261 | 0.72355 | 448.8261 | 0.93789 | 448.8261 | 0.96647
| 449.0432 | 0.4819 | 449.0432 | 0.12 | 451.6698 | 0.87586 | 449.0432 | 0.71154 | 449.0432 | 0.94929 | 449.0432 | 0.96465
| 449.2603 | 0.47952 | 449.2603 | 0.12 | 451.8908 | 0.86004 | 449.2602 | 0.69679 | 449.2603 | 0.95031 | 449.2603 | 0.95456
| 449.4774 | 0.47796 | 449.4774 | 0.12 | 452.1118 | 0.85263 | 449.4774 | 0.68554 | 449.4774 | 0.95362 | 449.4774 | 0.94482
| 449.6945 | 0.47581 | 449.6945 | 0.12 | 452.3328 | 0.83761 | 449.6945 | 0.66942 | 449.6945 | 0.96456 | 449.6945 | 0.93269
| 449.9116 | 0.48061 | 449.9116 | 0.12 | 452.5538 | 0.8266 | 449.9116 | 0.65855 | 449.9116 | 0.96571 | 449.9116 | 0.92056
| 450.1287 | 0.4781 | 450.1287 | 0.12 | 452.7749 | 0.81579 | 450.1287 | 0.64319 | 450.1287 | 0.97484 | 450.1287 | 0.90803
| 450.3459 | 0.47713 | 450.3459 | 0.12 | 452.9959 | 0.81579 | 450.3459 | 0.63129 | 450.3459 | 0.98026 | 450.3459 | 0.90347
| 450.563 | 0.47534 | 450.563 | 0.12 | 453.217 | 0.80758 | 450.563 | 0.61669 | 450.563 | 0.9812 | 450.563 | 0.886
| 450.7802 | 0.47294 | 450.7802 | 0.12 | 453.4381 | 0.79676 | 450.7802 | 0.60509 | 450.7802 | 0.98248 | 450.7802 | 0.87032
| 450.9974 | 0.4714 | 450.9974 | 0.12 | 453.6592 | 0.78114 | 450.9974 | 0.59257 | 450.9974 | 0.98966 | 450.9974 | 0.86285
| 451.2146 | 0.47187 | 451.2146 | 0.13 | 453.8803 | 0.76893 | 451.2146 | 0.58072 | 451.2146 | 0.99159 | 451.2146 | 0.84752
| 451.4318 | 0.4595 | 451.4318 | 0.13 | 454.1015 | 0.75011 | 451.4318 | 0.5658 | 451.4318 | 0.98978 | 451.4318 | 0.832
| 451.649 | 0.45402 | 451.649 | 0.13 | 454.3226 | 0.73209 | 451.649 | 0.55502 | 451.649 | 0.99901 | 451.649 | 0.81941
| 451.8662 | 0.4501 | 451.8662 | 0.13 | 454.5438 | 0.72327 | 451.8662 | 0.54137 | 451.8662 | 0.99615 | 451.8662 | 0.80042
| 452.0835 | 0.44767 | 452.0835 | 0.13 | 454.7649 | 0.71446 | 452.0835 | 0.5309 | 452.0835 | 0.99529 | 452.0835 | 0.78693
| 452.3008 | 0.43991 | 452.3008 | 0.13 | 454.9861 | 0.70045 | 452.3007 | 0.51754 | 452.3008 | 0.99688 | 452.3008 | 0.77248
| 452.518 | 0.44113 | 452.518 | 0.13 | 455.2073 | 0.68883 | 452.518 | 0.50689 | 452.518 | 0.99395 | 452.518 | 0.7566
| 452.7353 | 0.43175 | 452.7353 | 0.13 | 455.4285 | 0.67181 | 452.7353 | 0.49502 | 452.7353 | 1 | 452.7353 | 0.73697
| 452.9526 | 0.42789 | 452.9526 | 0.13 | 455.6498 | 0.6642 | 452.9526 | 0.48547 | 452.9526 | 0.9916 | 452.9526 | 0.72285
| 453.1699 | 0.41748 | 453.1699 | 0.13 | 455.871 | 0.64939 | 453.1699 | 0.4731 | 453.1699 | 0.99316 | 453.1699 | 0.71557
| 453.3872 | 0.41311 | 453.3872 | 0.13 | 456.0923 | 0.63817 | 453.3872 | 0.46344 | 453.3872 | 0.99334 | 453.3872 | 0.68753
| 453.6045 | 0.40392 | 453.6045 | 0.13 | 456.3135 | 0.62215 | 453.6045 | 0.45185 | 453.6045 | 0.98357 | 453.6045 | 0.68004
| 453.8218 | 0.40246 | 453.8218 | 0.13 | 456.5348 | 0.61835 | 453.8218 | 0.44251 | 453.8218 | 0.97426 | 453.8218 | 0.66097
| 454.0392 | 0.39732 | 454.0392 | 0.13 | 456.7561 | 0.60533 | 454.0392 | 0.43181 | 454.0392 | 0.97007 | 454.0392 | 0.64541
| 454.2565 | 0.38424 | 454.2565 | 0.13 | 456.9774 | 0.59592 | 454.2565 | 0.42446 | 454.2565 | 0.97375 | 454.2565 | 0.63013
| 454.4739 | 0.38025 | 454.4739 | 0.13 | 457.1988 | 0.5807 | 454.4739 | 0.41328 | 454.4739 | 0.96432 | 454.4739 | 0.61156
| 454.6913 | 0.37168 | 454.6913 | 0.14 | 457.4201 | 0.5781 | 454.6913 | 0.40527 | 454.6913 | 0.95711 | 454.6913 | 0.59784
| 454.9087 | 0.36518 | 454.9087 | 0.14 | 457.6415 | 0.56809 | 454.9087 | 0.39504 | 454.9087 | 0.94489 | 454.9087 | 0.58418
| 455.1261 | 0.35482 | 455.1261 | 0.14 | 457.8628 | 0.56088 | 455.1261 | 0.38769 | 455.1261 | 0.94069 | 455.1261 | 0.57155
| 455.3435 | 0.34517 | 455.3435 | 0.14 | 458.0842 | 0.54806 | 455.3435 | 0.37812 | 455.3435 | 0.9214 | 455.3435 | 0.55324
| 455.5609 | 0.34199 | 455.5609 | 0.14 | 458.3056 | 0.54126 | 455.5609 | 0.37131 | 455.5609 | 0.9228 | 455.5609 | 0.5456
| 455.7784 | 0.33468 | 455.7784 | 0.14 | 458.527 | 0.53044 | 455.7783 | 0.36234 | 455.7784 | 0.90813 | 455.7784 | 0.52775
| 455.9958 | 0.33082 | 455.9958 | 0.14 | 458.7484 | 0.52704 | 455.9958 | 0.35519 | 455.9958 | 0.89956 | 455.9958 | 0.5149
| 456.2133 | 0.31841 | 456.2133 | 0.14 | 458.9699 | 0.51502 | 456.2133 | 0.34696 | 456.2133 | 0.88222 | 456.2133 | 0.49923
| 456.4307 | 0.32163 | 456.4307 | 0.14 | 459.1913 | 0.51022 | 456.4307 | 0.34111 | 456.4307 | 0.87797 | 456.4307 | 0.49054
| 456.6482 | 0.31023 | 456.6482 | 0.14 | 459.4128 | 0.50081 | 456.6482 | 0.33422 | 456.6482 | 0.86027 | 456.6482 | 0.47609
| 456.8657 | 0.30454 | 456.8657 | 0.14 | 459.6343 | 0.4998 | 456.8657 | 0.32824 | 456.8657 | 0.84853 | 456.8657 | 0.46587
| 457.0832 | 0.29915 | 457.0832 | 0.14 | 459.8558 | 0.48759 | 457.0832 | 0.32122 | 457.0832 | 0.83682 | 457.0832 | 0.45628
| 457.3007 | 0.29491 | 457.3007 | 0.14 | 460.0773 | 0.47798 | 457.3007 | 0.31628 | 457.3007 | 0.83103 | 457.3007 | 0.44897
| 457.5182 | 0.28678 | 457.5182 | 0.14 | 460.2988 | 0.46977 | 457.5183 | 0.30953 | 457.5182 | 0.81483 | 457.5182 | 0.43858
| 457.7358 | 0.28647 | 457.7358 | 0.14 | 460.5203 | 0.46676 | 457.7358 | 0.30543 | 457.7358 | 0.80577 | 457.7358 | 0.42853
| 457.9533 | 0.28137 | 457.9533 | 0.14 | 460.7419 | 0.45635 | 457.9533 | 0.29894 | 457.9533 | 0.79421 | 457.9533 | 0.41929
| 458.1709 | 0.28376 | 458.1709 | 0.14 | 460.9635 | 0.45675 | 458.1709 | 0.29563 | 458.1709 | 0.78046 | 458.1709 | 0.41606
| 458.3885 | 0.27227 | 458.3885 | 0.14 | 461.185 | 0.44914 | 458.3885 | 0.2888 | 458.3885 | 0.76916 | 458.3885 | 0.40725
| 458.606 | 0.26729 | 458.606 | 0.14 | 461.4066 | 0.44614 | 458.606 | 0.28521 | 458.606 | 0.75526 | 458.606 | 0.39953
| 458.8236 | 0.26039 | 458.8236 | 0.14 | 461.6282 | 0.44494 | 458.8236 | 0.27919 | 458.8236 | 0.73941 | 458.8236 | 0.38852
| 459.0413 | 0.26323 | 459.0413 | 0.14 | 461.8498 | 0.44734 | 459.0413 | 0.27529 | 459.0413 | 0.72756 | 459.0413 | 0.38263
| 459.2589 | 0.25554 | 459.2589 | 0.14 | 462.0715 | 0.44073 | 459.2589 | 0.27045 | 459.2589 | 0.71675 | 459.2589 | 0.37761
| 459.4765 | 0.25228 | 459.4765 | 0.14 | 462.2931 | 0.43873 | 459.4765 | 0.26707 | 459.4765 | 0.70196 | 459.4765 | 0.36915
| 459.6942 | 0.2529 | 459.6942 | 0.14 | 462.5148 | 0.43132 | 459.6941 | 0.26131 | 459.6942 | 0.68532 | 459.6942 | 0.36206
| 459.9118 | 0.24686 | 459.9118 | 0.14 | 462.7364 | 0.42732 | 459.9118 | 0.25791 | 459.9118 | 0.67707 | 459.9118 | 0.36023
| 460.1295 | 0.24045 | 460.1295 | 0.14 | 462.9581 | 0.42011 | 460.1295 | 0.25294 | 460.1295 | 0.66197 | 460.1295 | 0.35236
| 460.3471 | 0.24137 | 460.3471 | 0.14 | 463.1798 | 0.42091 | 460.3471 | 0.24917 | 460.3471 | 0.65002 | 460.3471 | 0.34601
| 460.5648 | 0.23582 | 460.5648 | 0.14 | 463.4016 | 0.42111 | 460.5648 | 0.24382 | 460.5648 | 0.63127 | 460.5648 | 0.33902
| 460.7825 | 0.23652 | 460.7825 | 0.14 | 463.6233 | 0.41971 | 460.7825 | 0.24064 | 460.7825 | 0.62414 | 460.7825 | 0.33838
| 461.0002 | 0.23691 | 461.0002 | 0.14 | 463.845 | 0.4157 | 461.0002 | 0.23623 | 461.0002 | 0.61033 | 461.0002 | 0.33169
| 461.218 | 0.23214 | 461.218 | 0.15 | 464.0668 | 0.4099 | 461.218 | 0.23306 | 461.218 | 0.59948 | 461.218 | 0.32205
| 461.4357 | 0.22668 | 461.4357 | 0.14 | 464.2886 | 0.40469 | 461.4357 | 0.22899 | 461.4357 | 0.58586 | 461.4357 | 0.32218
| 461.6534 | 0.23 | 461.6534 | 0.14 | 464.5104 | 0.40069 | 461.6534 | 0.22615 | 461.6534 | 0.57474 | 461.6534 | 0.31391
| 461.8712 | 0.22609 | 461.8712 | 0.14 | 464.7321 | 0.40028 | 461.8712 | 0.21901 | 461.8712 | 0.55033 | 461.8712 | 0.30274
| 462.089 | 0.22379 | 462.089 | 0.14 | 464.954 | 0.38386 | 462.089 | 0.21432 | 462.089 | 0.53781 | 462.089 | 0.30001
| 462.3067 | 0.2205 | 462.3067 | 0.14 | 465.1758 | 0.38507 | 462.3067 | 0.21149 | 462.3067 | 0.52726 | 462.3067 | 0.2953
| 462.5245 | 0.22449 | 462.5245 | 0.14 | 465.3976 | 0.37906 | 462.5245 | 0.20688 | 462.5245 | 0.51818 | 462.5245 | 0.28738
| 462.7423 | 0.21737 | 462.7423 | 0.14 | 465.6195 | 0.38186 | 462.7423 | 0.2043 | 462.7423 | 0.50385 | 462.7423 | 0.28772
| 462.9601 | 0.21219 | 462.9601 | 0.14 | 465.8413 | 0.37826 | 462.9601 | 0.19987 | 462.9601 | 0.49266 | 462.9601 | 0.2805
| 463.1779 | 0.21401 | 463.1779 | 0.14 | 466.0632 | 0.37706 | 463.178 | 0.19731 | 463.1779 | 0.48548 | 463.1779 | 0.27496
| 463.3958 | 0.21354 | 463.3958 | 0.14 | 466.2851 | 0.37425 | 463.3958 | 0.19307 | 463.3958 | 0.47554 | 463.3958 | 0.27266
| 463.6136 | 0.21211 | 463.6136 | 0.14 | 466.507 | 0.37185 | 463.6136 | 0.19052 | 463.6136 | 0.46546 | 463.6136 | 0.26963
| 463.8315 | 0.20906 | 463.8315 | 0.14 | 466.729 | 0.36144 | 463.8315 | 0.18635 | 463.8315 | 0.45728 | 463.8315 | 0.25939
| 464.0493 | 0.20802 | 464.0493 | 0.14 | 466.9509 | 0.36164 | 464.0494 | 0.18379 | 464.0493 | 0.4482 | 464.0493 | 0.25677
| 464.2672 | 0.20442 | 464.2672 | 0.14 | 467.1728 | 0.35543 | 464.2672 | 0.17966 | 464.2672 | 0.43318 | 464.2672 | 0.25011
| 464.4851 | 0.20298 | 464.4851 | 0.14 | 467.3948 | 0.35363 | 464.4851 | 0.17755 | 464.4851 | 0.42933 | 464.4851 | 0.25
| 464.703 | 0.20239 | 464.703 | 0.14 | 467.6168 | 0.34942 | 464.703 | 0.17318 | 464.703 | 0.41643 | 464.703 | 0.24317
| 464.9209 | 0.19945 | 464.9209 | 0.14 | 467.8388 | 0.35082 | 464.9209 | 0.17097 | 464.9209 | 0.41229 | 464.9209 | 0.23956
| 465.1389 | 0.19817 | 465.1389 | 0.14 | 468.0608 | 0.35183 | 465.1388 | 0.16729 | 465.1389 | 0.40222 | 465.1389 | 0.23393
| 465.3568 | 0.19511 | 465.3568 | 0.14 | 468.2828 | 0.35343 | 465.3568 | 0.16495 | 465.3568 | 0.39307 | 465.3568 | 0.23158
| 465.5747 | 0.193 | 465.5747 | 0.14 | 468.5048 | 0.35062 | 465.5747 | 0.16183 | 465.5747 | 0.38798 | 465.5747 | 0.22454
| 465.7927 | 0.18591 | 465.7927 | 0.14 | 468.7269 | 0.35062 | 465.7927 | 0.16058 | 465.7927 | 0.3818 | 465.7927 | 0.221
| 466.0107 | 0.18934 | 466.0107 | 0.14 | 468.949 | 0.34261 | 466.0107 | 0.15647 | 466.0107 | 0.37745 | 466.0107 | 0.21517
| 466.2287 | 0.18442 | 466.2287 | 0.14 | 469.171 | 0.33681 | 466.2287 | 0.1544 | 466.2287 | 0.36807 | 466.2287 | 0.2108
| 466.4467 | 0.18208 | 466.4467 | 0.14 | 469.3931 | 0.33 | 466.4467 | 0.15089 | 466.4467 | 0.36243 | 466.4467 | 0.20648
| 466.6646 | 0.18332 | 466.6646 | 0.14 | 469.6152 | 0.327 | 466.6646 | 0.14998 | 466.6646 | 0.35423 | 466.6646 | 0.20446
| 466.8827 | 0.18076 | 466.8827 | 0.14 | 469.8373 | 0.32539 | 466.8827 | 0.14657 | 466.8827 | 0.34936 | 466.8827 | 0.19831
| 467.1007 | 0.17886 | 467.1007 | 0.14 | 470.0595 | 0.3274 | 467.1007 | 0.14568 | 467.1007 | 0.34446 | 467.1007 | 0.19592
| 467.3187 | 0.1743 | 467.3187 | 0.14 | 470.2816 | 0.32199 | 467.3187 | 0.14297 | 467.3187 | 0.33902 | 467.3187 | 0.19158
| 467.5368 | 0.17461 | 467.5368 | 0.14 | 470.5038 | 0.32299 | 467.5368 | 0.14225 | 467.5368 | 0.33725 | 467.5368 | 0.18698
| 467.7549 | 0.17366 | 467.7549 | 0.14 | 470.7259 | 0.31778 | 467.7548 | 0.13918 | 467.7549 | 0.32989 | 467.7549 | 0.18311
| 467.9729 | 0.17043 | 467.9729 | 0.14 | 470.9481 | 0.31859 | 467.9729 | 0.13908 | 467.9729 | 0.32552 | 467.9729 | 0.18183
| 468.191 | 0.16436 | 468.191 | 0.14 | 471.1703 | 0.31078 | 468.191 | 0.13631 | 468.191 | 0.3235 | 468.191 | 0.17807
| 468.4091 | 0.16974 | 468.4091 | 0.14 | 471.3925 | 0.30957 | 468.4091 | 0.13581 | 468.4091 | 0.32124 | 468.4091 | 0.17415
| 468.6272 | 0.16644 | 468.6272 | 0.14 | 471.6148 | 0.30397 | 468.6272 | 0.13361 | 468.6272 | 0.31437 | 468.6272 | 0.17279
| 468.8453 | 0.16896 | 468.8453 | 0.14 | 471.837 | 0.30377 | 468.8453 | 0.13298 | 468.8453 | 0.3125 | 468.8453 | 0.17018
| 469.0634 | 0.16135 | 469.0634 | 0.14 | 472.0593 | 0.30277 | 469.0634 | 0.13077 | 469.0634 | 0.30516 | 469.0634 | 0.16298
| 469.2816 | 0.16171 | 469.2816 | 0.14 | 472.2815 | 0.30337 | 469.2816 | 0.13065 | 469.2816 | 0.30448 | 469.2816 | 0.1611
| 469.4997 | 0.15741 | 469.4997 | 0.14 | 472.5038 | 0.30477 | 469.4997 | 0.12852 | 469.4997 | 0.30101 | 469.4997 | 0.15629
| 469.7179 | 0.15702 | 469.7179 | 0.14 | 472.7261 | 0.30697 | 469.7179 | 0.1283 | 469.7179 | 0.29835 | 469.7179 | 0.1579
| 469.9361 | 0.15771 | 469.9361 | 0.14 | 472.9484 | 0.30357 | 469.9361 | 0.12628 | 469.9361 | 0.29226 | 469.9361 | 0.15429
| 470.1543 | 0.15588 | 470.1543 | 0.14 | 473.1707 | 0.30537 | 470.1543 | 0.12691 | 470.1543 | 0.28992 | 470.1543 | 0.15111
| 470.3725 | 0.15548 | 470.3725 | 0.14 | 473.3931 | 0.30537 | 470.3725 | 0.12506 | 470.3725 | 0.28947 | 470.3725 | 0.14725
| 470.5907 | 0.15388 | 470.5907 | 0.15 | 473.6154 | 0.30717 | 470.5907 | 0.1245 | 470.5907 | 0.28748 | 470.5907 | 0.14608
| 470.8089 | 0.1503 | 470.8089 | 0.14 | 473.8378 | 0.30577 | 470.8089 | 0.12316 | 470.8089 | 0.28024 | 470.8089 | 0.14318
| 471.0271 | 0.15265 | 471.0271 | 0.15 | 474.0601 | 0.30377 | 471.0271 | 0.1235 | 471.0271 | 0.27933 | 471.0271 | 0.14188
| 471.2454 | 0.14895 | 471.2454 | 0.14 | 474.2825 | 0.30357 | 471.2454 | 0.12202 | 471.2454 | 0.27459 | 471.2454 | 0.13768
| 471.4636 | 0.1455 | 471.4636 | 0.15 | 474.5049 | 0.30437 | 471.4636 | 0.12196 | 471.4636 | 0.27353 | 471.4636 | 0.13468
| 471.6819 | 0.14457 | 471.6819 | 0.15 | 474.7274 | 0.30176 | 471.6818 | 0.12077 | 471.6819 | 0.26753 | 471.6819 | 0.13473
| 471.9001 | 0.14468 | 471.9001 | 0.15 | 474.9498 | 0.30197 | 471.9001 | 0.12126 | 471.9001 | 0.2642 | 471.9001 | 0.13323
| 472.1184 | 0.13969 | 472.1184 | 0.15 | 475.1722 | 0.29936 | 472.1184 | 0.11945 | 472.1184 | 0.26478 | 472.1184 | 0.13096
| 472.3367 | 0.14141 | 472.3367 | 0.15 | 475.3947 | 0.29816 | 472.3367 | 0.11995 | 472.3367 | 0.26197 | 472.3367 | 0.12575
| 472.555 | 0.1405 | 472.555 | 0.15 | 475.6172 | 0.29576 | 472.555 | 0.11857 | 472.555 | 0.25883 | 472.555 | 0.1255
| 472.7733 | 0.14109 | 472.7733 | 0.15 | 475.8396 | 0.30116 | 472.7733 | 0.11875 | 472.7733 | 0.25339 | 472.7733 | 0.12216
| 472.9917 | 0.13952 | 472.9917 | 0.15 | 476.0621 | 0.29936 | 472.9917 | 0.1174 | 472.9917 | 0.25283 | 472.9917 | 0.12014
| 473.21 | 0.13812 | 473.21 | 0.15 | 476.2846 | 0.30076 | 473.21 | 0.11739 | 473.21 | 0.24744 | 473.21 | 0.1202
| 473.4284 | 0.13654 | 473.4284 | 0.15 | 476.5072 | 0.29896 | 473.4284 | 0.11649 | 473.4284 | 0.24369 | 473.4284 | 0.11641
| 473.6468 | 0.1377 | 473.6468 | 0.15 | 476.7297 | 0.30016 | 473.6468 | 0.11699 | 473.6468 | 0.24231 | 473.6468 | 0.11425
| 473.8651 | 0.13541 | 473.8651 | 0.15 | 476.9523 | 0.29896 | 473.8651 | 0.11574 | 473.8651 | 0.23719 | 473.8651 | 0.11437
| 474.0835 | 0.13567 | 474.0835 | 0.15 | 477.1748 | 0.30217 | 474.0835 | 0.11643 | 474.0835 | 0.23404 | 474.0835 | 0.11608
| 474.3019 | 0.13223 | 474.3019 | 0.15 | 477.3974 | 0.30257 | 474.3019 | 0.1145 | 474.3019 | 0.23097 | 474.3019 | 0.11229
| 474.5203 | 0.13203 | 474.5203 | 0.15 | 477.62 | 0.30597 | 474.5203 | 0.11529 | 474.5203 | 0.22826 | 474.5203 | 0.11045
| 474.7387 | 0.13471 | 474.7387 | 0.15 | 477.8426 | 0.30477 | 474.7387 | 0.11425 | 474.7387 | 0.22733 | 474.7387 | 0.10963
| 474.9572 | 0.13145 | 474.9572 | 0.15 | 478.0652 | 0.30597 | 474.9572 | 0.11489 | 474.9572 | 0.2216 | 474.9572 | 0.10838
| 475.1756 | 0.13001 | 475.1756 | 0.15 | 478.2879 | 0.30817 | 475.1756 | 0.11388 | 475.1756 | 0.21599 | 475.1756 | 0.10462
| 475.3941 | 0.13158 | 475.3941 | 0.15 | 478.5105 | 0.31218 | 475.3941 | 0.1147 | 475.3941 | 0.21561 | 475.3941 | 0.10573
| 475.6125 | 0.12801 | 475.6125 | 0.15 | 478.7332 | 0.31358 | 475.6125 | 0.11373 | 475.6125 | 0.21138 | 475.6125 | 0.10498
| 475.831 | 0.13236 | 475.831 | 0.15 | 478.9559 | 0.31578 | 475.831 | 0.11484 | 475.831 | 0.20908 | 475.831 | 0.10369
| 476.0495 | 0.13094 | 476.0495 | 0.15 | 479.1785 | 0.31438 | 476.0495 | 0.11333 | 476.0495 | 0.20738 | 476.0495 | 0.10081
| 476.268 | 0.13187 | 476.268 | 0.15 | 479.4013 | 0.31738 | 476.268 | 0.11486 | 476.268 | 0.20579 | 476.268 | 0.10116
| 476.4865 | 0.13037 | 476.4865 | 0.15 | 479.624 | 0.31758 | 476.4865 | 0.11353 | 476.4865 | 0.20056 | 476.4865 | 0.10213
| 476.705 | 0.12933 | 476.705 | 0.15 | 479.8467 | 0.31939 | 476.705 | 0.11475 | 476.705 | 0.20023 | 476.705 | 0.099473
| 476.9236 | 0.12934 | 476.9236 | 0.15 | 480.0695 | 0.32139 | 476.9235 | 0.11386 | 476.9236 | 0.19732 | 476.9236 | 0.098436
| 477.1421 | 0.13318 | 477.1421 | 0.15 | 480.2922 | 0.32339 | 477.1421 | 0.11466 | 477.1421 | 0.19299 | 477.1421 | 0.098675
| 477.3607 | 0.1315 | 477.3607 | 0.15 | 480.515 | 0.32419 | 477.3607 | 0.114 | 477.3607 | 0.1909 | 477.3607 | 0.095843
| 477.5792 | 0.13245 | 477.5792 | 0.15 | 480.7378 | 0.32619 | 477.5792 | 0.1148 | 477.5792 | 0.18969 | 477.5792 | 0.095671
| 477.7978 | 0.13179 | 477.7978 | 0.15 | 480.9606 | 0.32639 | 477.7978 | 0.11364 | 477.7978 | 0.18639 | 477.7978 | 0.094842
| 478.0164 | 0.13098 | 478.0164 | 0.15 | 481.1834 | 0.32619 | 478.0164 | 0.11465 | 478.0164 | 0.18582 | 478.0164 | 0.095611
| 478.235 | 0.13027 | 478.235 | 0.15 | 481.4062 | 0.32419 | 478.235 | 0.11366 | 478.235 | 0.17979 | 478.235 | 0.091168
| 478.4536 | 0.13238 | 478.4536 | 0.15 | 481.629 | 0.32539 | 478.4536 | 0.11464 | 478.4536 | 0.17975 | 478.4536 | 0.092245
| 478.6722 | 0.12966 | 478.6722 | 0.15 | 481.8519 | 0.32619 | 478.6722 | 0.11346 | 478.6722 | 0.17779 | 478.6722 | 0.089343
| 478.8909 | 0.12981 | 478.8909 | 0.15 | 482.0747 | 0.3276 | 478.8909 | 0.11472 | 478.8909 | 0.17538 | 478.8909 | 0.092634
| 479.1095 | 0.12879 | 479.1095 | 0.15 | 482.2976 | 0.3296 | 479.1095 | 0.11355 | 479.1095 | 0.17312 | 479.1095 | 0.088424
| 479.3282 | 0.13427 | 479.3282 | 0.15 | 482.5205 | 0.3304 | 479.3282 | 0.11509 | 479.3282 | 0.17162 | 479.3282 | 0.089394
| 479.5468 | 0.12971 | 479.5468 | 0.15 | 482.7434 | 0.3316 | 479.5468 | 0.11399 | 479.5468 | 0.16854 | 479.5468 | 0.087367
| 479.7655 | 0.1318 | 479.7655 | 0.15 | 482.9663 | 0.3334 | 479.7655 | 0.11559 | 479.7655 | 0.16728 | 479.7655 | 0.088305
| 479.9842 | 0.13059 | 479.9842 | 0.15 | 483.1893 | 0.334 | 479.9842 | 0.11558 | 479.9842 | 0.16782 | 479.9842 | 0.088554
| 480.2029 | 0.13203 | 480.2029 | 0.15 | 483.4122 | 0.3356 | 480.2029 | 0.11732 | 480.2029 | 0.16551 | 480.2029 | 0.089689
| 480.4216 | 0.13365 | 480.4216 | 0.15 | 483.6352 | 0.33661 | 480.4216 | 0.11745 | 480.4216 | 0.16496 | 480.4216 | 0.08751
| 480.6403 | 0.13505 | 480.6403 | 0.15 | 483.8582 | 0.33821 | 480.6403 | 0.11996 | 480.6403 | 0.16307 | 480.6403 | 0.087999
| 480.8591 | 0.13621 | 480.8591 | 0.15 | 484.0811 | 0.33861 | 480.8591 | 0.1197 | 480.8591 | 0.16546 | 480.8591 | 0.085806
| 481.0778 | 0.14244 | 481.0778 | 0.16 | 484.3041 | 0.34021 | 481.0778 | 0.12236 | 481.0778 | 0.16427 | 481.0778 | 0.086731
| 481.2966 | 0.13975 | 481.2966 | 0.16 | 484.5272 | 0.34041 | 481.2966 | 0.12284 | 481.2966 | 0.16598 | 481.2966 | 0.087325
| 481.5153 | 0.14165 | 481.5153 | 0.16 | 484.7502 | 0.34201 | 481.5153 | 0.12556 | 481.5153 | 0.1653 | 481.5153 | 0.089979
| 481.7341 | 0.14184 | 481.7341 | 0.16 | 484.9732 | 0.34341 | 481.7341 | 0.12651 | 481.7341 | 0.16379 | 481.7341 | 0.087903
| 481.9529 | 0.14607 | 481.9529 | 0.16 | 485.1963 | 0.34522 | 481.9529 | 0.12916 | 481.9529 | 0.16808 | 481.9529 | 0.088454
| 482.1717 | 0.14616 | 482.1717 | 0.17 | 485.4193 | 0.34602 | 482.1717 | 0.13038 | 482.1717 | 0.16632 | 482.1717 | 0.08905
| 482.3905 | 0.14955 | 482.3905 | 0.17 | 485.6424 | 0.34482 | 482.3905 | 0.13289 | 482.3905 | 0.16775 | 482.3905 | 0.08938
| 482.6093 | 0.14694 | 482.6093 | 0.17 | 485.8655 | 0.34442 | 482.6093 | 0.134 | 482.6093 | 0.168 | 482.6093 | 0.089255
| 482.8282 | 0.1521 | 482.8282 | 0.17 | 486.0886 | 0.34742 | 482.8282 | 0.13594 | 482.8282 | 0.16751 | 482.8282 | 0.089905
| 483.047 | 0.15564 | 483.047 | 0.17 | 486.3118 | 0.34922 | 483.047 | 0.13578 | 483.047 | 0.16433 | 483.047 | 0.088194
| 483.2659 | 0.15562 | 483.2659 | 0.17 | 486.5349 | 0.35022 | 483.2659 | 0.1377 | 483.2659 | 0.16423 | 483.2659 | 0.088926
| 483.4847 | 0.15604 | 483.4847 | 0.17 | 486.758 | 0.34962 | 483.4847 | 0.13804 | 483.4847 | 0.1667 | 483.4847 | 0.087582
| 483.7036 | 0.15533 | 483.7036 | 0.17 | 486.9812 | 0.34982 | 483.7036 | 0.14031 | 483.7036 | 0.16643 | 483.7036 | 0.088996
| 483.9225 | 0.1561 | 483.9225 | 0.17 | 487.2044 | 0.35062 | 483.9225 | 0.14042 | 483.9225 | 0.16276 | 483.9225 | 0.086996
| 484.1414 | 0.15667 | 484.1414 | 0.17 | 487.4276 | 0.35082 | 484.1414 | 0.14224 | 484.1414 | 0.16189 | 484.1414 | 0.087098
| 484.3603 | 0.15811 | 484.3603 | 0.17 | 487.6508 | 0.35082 | 484.3603 | 0.14157 | 484.3603 | 0.16246 | 484.3603 | 0.086892
| 484.5792 | 0.15834 | 484.5792 | 0.17 | 487.874 | 0.35202 | 484.5792 | 0.143 | 484.5792 | 0.1618 | 484.5792 | 0.088492
| 484.7982 | 0.15802 | 484.7982 | 0.17 | 488.0972 | 0.35262 | 484.7982 | 0.1426 | 484.7982 | 0.16155 | 484.7982 | 0.087794
| 485.0171 | 0.1575 | 485.0171 | 0.17 | 488.3204 | 0.35222 | 485.0171 | 0.14377 | 485.0171 | 0.15839 | 485.0171 | 0.084866
| 485.2361 | 0.15503 | 485.2361 | 0.17 | 488.5437 | 0.35323 | 485.2361 | 0.14408 | 485.2361 | 0.15739 | 485.2361 | 0.084833
| 485.455 | 0.16206 | 485.455 | 0.17 | 488.767 | 0.35403 | 485.4551 | 0.14594 | 485.455 | 0.16097 | 485.455 | 0.085008
| 485.674 | 0.15438 | 485.674 | 0.17 | 488.9903 | 0.35363 | 485.674 | 0.14545 | 485.674 | 0.15704 | 485.674 | 0.087405
| 485.893 | 0.15827 | 485.893 | 0.17 | 489.2135 | 0.35463 | 485.893 | 0.14685 | 485.893 | 0.15797 | 485.893 | 0.084149
| 486.112 | 0.15804 | 486.112 | 0.17 | 489.4368 | 0.35803 | 486.112 | 0.1462 | 486.112 | 0.15503 | 486.112 | 0.083889
| 486.331 | 0.16045 | 486.331 | 0.17 | 489.6602 | 0.36083 | 486.331 | 0.14807 | 486.331 | 0.15816 | 486.331 | 0.085783
| 486.55 | 0.16086 | 486.55 | 0.17 | 489.8835 | 0.36464 | 486.55 | 0.14752 | 486.55 | 0.15359 | 486.55 | 0.084633
| 486.7691 | 0.1578 | 486.7691 | 0.17 | 490.1069 | 0.36844 | 486.7691 | 0.14853 | 486.7691 | 0.15523 | 486.7691 | 0.085482
| 486.9881 | 0.1591 | 486.9881 | 0.17 | 490.3302 | 0.37485 | 486.9881 | 0.14855 | 486.9881 | 0.15288 | 486.9881 | 0.083169
| 487.2072 | 0.16045 | 487.2072 | 0.17 | 490.5536 | 0.38166 | 487.2072 | 0.1495 | 487.2072 | 0.15056 | 487.2072 | 0.082717
| 487.4262 | 0.15871 | 487.4262 | 0.17 | 490.777 | 0.38586 | 487.4262 | 0.14873 | 487.4262 | 0.14968 | 487.4262 | 0.081739
| 487.6453 | 0.15586 | 487.6453 | 0.17 | 491.0004 | 0.39047 | 487.6453 | 0.14963 | 487.6453 | 0.14845 | 487.6453 | 0.080819
| 487.8644 | 0.15706 | 487.8644 | 0.16 | 491.2238 | 0.39628 | 487.8644 | 0.14891 | 487.8644 | 0.14907 | 487.8644 | 0.080187
| 488.0835 | 0.16081 | 488.0835 | 0.16 | 491.4472 | 0.40108 | 488.0835 | 0.15011 | 488.0835 | 0.14681 | 488.0835 | 0.080136
| 488.3026 | 0.15461 | 488.3026 | 0.16 | 491.6707 | 0.40909 | 488.3026 | 0.149 | 488.3026 | 0.14656 | 488.3026 | 0.07894
| 488.5217 | 0.15731 | 488.5217 | 0.16 | 491.8941 | 0.4149 | 488.5217 | 0.14996 | 488.5217 | 0.14609 | 488.5217 | 0.079143
| 488.7409 | 0.15568 | 488.7409 | 0.16 | 492.1176 | 0.42171 | 488.7409 | 0.14937 | 488.7409 | 0.14285 | 488.7409 | 0.077598
| 488.96 | 0.1531 | 488.96 | 0.16 | 492.3411 | 0.42371 | 488.96 | 0.1502 | 488.96 | 0.14237 | 488.96 | 0.078755
| 489.1792 | 0.15397 | 489.1792 | 0.16 | 492.5646 | 0.42731 | 489.1792 | 0.14913 | 489.1792 | 0.13943 | 489.1792 | 0.076752
| 489.3983 | 0.15743 | 489.3983 | 0.16 | 492.7881 | 0.43212 | 489.3983 | 0.1506 | 489.3983 | 0.14071 | 489.3983 | 0.079056
| 489.6175 | 0.15674 | 489.6175 | 0.16 | 493.0116 | 0.43572 | 489.6175 | 0.15099 | 489.6175 | 0.13975 | 489.6175 | 0.077156
| 489.8367 | 0.15536 | 489.8367 | 0.16 | 493.2351 | 0.43633 | 489.8367 | 0.15285 | 489.8367 | 0.14032 | 489.8367 | 0.077561
| 490.0559 | 0.15806 | 490.0559 | 0.16 | 493.4587 | 0.43552 | 490.0559 | 0.15311 | 490.0559 | 0.14223 | 490.0559 | 0.078181
| 490.2751 | 0.15764 | 490.2751 | 0.16 | 493.6823 | 0.43833 | 490.2751 | 0.156 | 490.2751 | 0.143 | 490.2751 | 0.079816
| 490.4944 | 0.15935 | 490.4944 | 0.16 | 493.9058 | 0.44474 | 490.4943 | 0.15714 | 490.4944 | 0.14351 | 490.4944 | 0.080772
| 490.7136 | 0.1642 | 490.7136 | 0.16 | 494.1294 | 0.44754 | 490.7136 | 0.16054 | 490.7136 | 0.14351 | 490.7136 | 0.081744
| 490.9328 | 0.16763 | 490.9328 | 0.16 | 494.353 | 0.45034 | 490.9328 | 0.16253 | 490.9328 | 0.14536 | 490.9328 | 0.081964
| 491.1521 | 0.16575 | 491.1521 | 0.16 | 494.5766 | 0.44974 | 491.1521 | 0.16605 | 491.1521 | 0.14649 | 491.1521 | 0.085296
| 491.3713 | 0.16536 | 491.3713 | 0.16 | 494.8003 | 0.44814 | 491.3713 | 0.16876 | 491.3713 | 0.14923 | 491.3713 | 0.085483
| 491.5906 | 0.17589 | 491.5906 | 0.17 | 495.0239 | 0.44554 | 491.5906 | 0.17335 | 491.5906 | 0.15236 | 491.5906 | 0.088172
| 491.8099 | 0.18016 | 491.8099 | 0.17 | 495.2476 | 0.44814 | 491.8099 | 0.17604 | 491.8099 | 0.15259 | 491.8099 | 0.089688
| 492.0292 | 0.18301 | 492.0292 | 0.17 | 495.4712 | 0.44974 | 492.0292 | 0.18043 | 492.0292 | 0.15653 | 492.0292 | 0.091487
| 492.2485 | 0.18593 | 492.2485 | 0.17 | 495.6949 | 0.45415 | 492.2485 | 0.18359 | 492.2485 | 0.15861 | 492.2485 | 0.093803
| 492.4678 | 0.18884 | 492.4678 | 0.18 | 495.9186 | 0.45655 | 492.4678 | 0.18798 | 492.4678 | 0.16276 | 492.4678 | 0.095781
| 492.6872 | 0.18994 | 492.6872 | 0.18 | 496.1423 | 0.46035 | 492.6872 | 0.19092 | 492.6872 | 0.16429 | 492.6872 | 0.095269
| 492.9065 | 0.19539 | 492.9065 | 0.18 | 496.366 | 0.46376 | 492.9065 | 0.1953 | 492.9065 | 0.16868 | 492.9065 | 0.098282
| 493.1259 | 0.19745 | 493.1259 | 0.18 | 496.5898 | 0.46896 | 493.1259 | 0.1978 | 493.1259 | 0.16877 | 493.1259 | 0.099888
| 493.3452 | 0.19793 | 493.3452 | 0.18 | 496.8135 | 0.47457 | 493.3452 | 0.20227 | 493.3452 | 0.17254 | 493.3452 | 0.1032
| 493.5646 | 0.20453 | 493.5646 | 0.18 | 497.0373 | 0.47597 | 493.5646 | 0.2041 | 493.5646 | 0.17168 | 493.5646 | 0.10651
| 493.784 | 0.21033 | 493.784 | 0.19 | 497.2611 | 0.47697 | 493.784 | 0.2077 | 493.784 | 0.17592 | 493.784 | 0.10738
| 494.0034 | 0.2098 | 494.0034 | 0.19 | 497.4848 | 0.47978 | 494.0034 | 0.20952 | 494.0034 | 0.17438 | 494.0034 | 0.10932
| 494.2228 | 0.21471 | 494.2228 | 0.19 | 497.7087 | 0.48398 | 494.2228 | 0.2128 | 494.2228 | 0.17529 | 494.2228 | 0.11164
| 494.4422 | 0.21356 | 494.4422 | 0.19 | 497.9325 | 0.49079 | 494.4422 | 0.21406 | 494.4422 | 0.17994 | 494.4422 | 0.11135
| 494.6617 | 0.21769 | 494.6617 | 0.19 | 498.1563 | 0.495 | 494.6617 | 0.2174 | 494.6617 | 0.18324 | 494.6617 | 0.11325
| 494.8811 | 0.21687 | 494.8811 | 0.19 | 498.3801 | 0.4988 | 494.8811 | 0.21897 | 494.8811 | 0.18171 | 494.8811 | 0.11508
| 495.1005 | 0.21802 | 495.1005 | 0.19 | 498.604 | 0.4972 | 495.1005 | 0.22206 | 495.1005 | 0.18343 | 495.1005 | 0.11716
| 495.32 | 0.2232 | 495.32 | 0.19 | 498.8279 | 0.498 | 495.32 | 0.2237 | 495.32 | 0.18762 | 495.32 | 0.11897
| 495.5395 | 0.22765 | 495.5395 | 0.19 | 499.0517 | 0.5004 | 495.5395 | 0.22657 | 495.5395 | 0.18789 | 495.5395 | 0.12131
| 495.759 | 0.22698 | 495.759 | 0.19 | 499.2756 | 0.50661 | 495.759 | 0.22793 | 495.759 | 0.18637 | 495.759 | 0.12157
| 495.9785 | 0.23123 | 495.9785 | 0.19 | 499.4995 | 0.50701 | 495.9785 | 0.23099 | 495.9785 | 0.1912 | 495.9785 | 0.12419
| 496.198 | 0.22827 | 496.198 | 0.19 | 499.7235 | 0.50661 | 496.198 | 0.23256 | 496.198 | 0.19044 | 496.198 | 0.12376
| 496.4175 | 0.23345 | 496.4175 | 0.19 | 499.9474 | 0.50401 | 496.4175 | 0.23513 | 496.4175 | 0.19355 | 496.4175 | 0.12721
| 496.637 | 0.2324 | 496.637 | 0.19 | 500.1713 | 0.51021 | 496.637 | 0.23651 | 496.637 | 0.19364 | 496.637 | 0.13102
| 496.8566 | 0.23852 | 496.8566 | 0.19 | 500.3953 | 0.50861 | 496.8566 | 0.23916 | 496.8566 | 0.19699 | 496.8566 | 0.12966
| 497.0761 | 0.23817 | 497.0761 | 0.19 | 500.6193 | 0.51362 | 497.0761 | 0.24015 | 497.0761 | 0.19824 | 497.0761 | 0.13237
| 497.2957 | 0.24349 | 497.2957 | 0.19 | 500.8433 | 0.51642 | 497.2957 | 0.2433 | 497.2957 | 0.19757 | 497.2957 | 0.13554
| 497.5152 | 0.24227 | 497.5152 | 0.19 | 501.0673 | 0.52223 | 497.5152 | 0.24432 | 497.5152 | 0.19854 | 497.5152 | 0.13688
| 497.7348 | 0.24849 | 497.7348 | 0.19 | 501.2913 | 0.52463 | 497.7348 | 0.24716 | 497.7348 | 0.20263 | 497.7348 | 0.13882
| 497.9544 | 0.2436 | 497.9544 | 0.19 | 501.5153 | 0.53044 | 497.9544 | 0.24818 | 497.9544 | 0.20463 | 497.9544 | 0.13991
| 498.174 | 0.25097 | 498.174 | 0.19 | 501.7393 | 0.52944 | 498.174 | 0.25109 | 498.174 | 0.20861 | 498.174 | 0.14203
| 498.3936 | 0.24997 | 498.3936 | 0.19 | 501.9634 | 0.53084 | 498.3936 | 0.25234 | 498.3936 | 0.20607 | 498.3936 | 0.14271
| 498.6133 | 0.25469 | 498.6133 | 0.19 | 502.1875 | 0.52783 | 498.6133 | 0.25602 | 498.6133 | 0.20877 | 498.6133 | 0.14612
| 498.8329 | 0.25163 | 498.8329 | 0.19 | 502.4115 | 0.53424 | 498.8329 | 0.25714 | 498.8329 | 0.21261 | 498.8329 | 0.14753
| 499.0526 | 0.25603 | 499.0526 | 0.19 | 502.6356 | 0.53404 | 499.0525 | 0.26019 | 499.0526 | 0.21224 | 499.0526 | 0.14732
| 499.2722 | 0.26106 | 499.2722 | 0.19 | 502.8597 | 0.53765 | 499.2722 | 0.26209 | 499.2722 | 0.21406 | 499.2722 | 0.15189
| 499.4919 | 0.2617 | 499.4919 | 0.19 | 503.0838 | 0.53945 | 499.4919 | 0.26544 | 499.4919 | 0.21685 | 499.4919 | 0.15431
| 499.7116 | 0.2664 | 499.7116 | 0.19 | 503.308 | 0.55447 | 499.7116 | 0.2667 | 499.7116 | 0.2178 | 499.7116 | 0.1561
| 499.9313 | 0.27099 | 499.9313 | 0.2 | 503.5321 | 0.55507 | 499.9313 | 0.2701 | 499.9313 | 0.22118 | 499.9313 | 0.16113
| 500.151 | 0.27132 | 500.151 | 0.2 | 503.7563 | 0.56308 | 500.151 | 0.27212 | 500.151 | 0.22255 | 500.151 | 0.15973
| 500.3707 | 0.27171 | 500.3707 | 0.2 | 503.9805 | 0.56168 | 500.3707 | 0.27571 | 500.3707 | 0.22475 | 500.3707 | 0.16276
| 500.5904 | 0.27403 | 500.5904 | 0.2 | 504.2046 | 0.56608 | 500.5904 | 0.27785 | 500.5904 | 0.22875 | 500.5904 | 0.16642
| 500.8102 | 0.27869 | 500.8102 | 0.2 | 504.4288 | 0.56768 | 500.8102 | 0.28176 | 500.8102 | 0.23015 | 500.8102 | 0.16766
| 501.0299 | 0.28051 | 501.0299 | 0.2 | 504.653 | 0.56528 | 501.0299 | 0.28413 | 501.0299 | 0.23534 | 501.0299 | 0.17254
| 501.2497 | 0.28553 | 501.2497 | 0.2 | 504.8773 | 0.56388 | 501.2497 | 0.28834 | 501.2497 | 0.23686 | 501.2497 | 0.17319
| 501.4694 | 0.28638 | 501.4694 | 0.2 | 505.1015 | 0.57009 | 501.4694 | 0.29104 | 501.4694 | 0.23965 | 501.4694 | 0.1745
| 501.6892 | 0.293 | 501.6892 | 0.2 | 505.3258 | 0.57049 | 501.6892 | 0.29491 | 501.6892 | 0.24088 | 501.6892 | 0.18204
| 501.909 | 0.28992 | 501.909 | 0.2 | 505.55 | 0.5801 | 501.909 | 0.29772 | 501.909 | 0.24343 | 501.909 | 0.18112
| 502.1288 | 0.29548 | 502.1288 | 0.2 | 505.7743 | 0.57769 | 502.1288 | 0.3027 | 502.1288 | 0.24893 | 502.1288 | 0.18347
| 502.3486 | 0.29406 | 502.3486 | 0.2 | 505.9986 | 0.5859 | 502.3486 | 0.30526 | 502.3486 | 0.25013 | 502.3486 | 0.18903
| 502.5685 | 0.30318 | 502.5685 | 0.21 | 506.2229 | 0.58951 | 502.5684 | 0.30859 | 502.5685 | 0.2526 | 502.5685 | 0.19297
| 502.7883 | 0.30197 | 502.7883 | 0.2 | 506.4472 | 0.59111 | 502.7883 | 0.30889 | 502.7883 | 0.25461 | 502.7883 | 0.19288
| 503.0081 | 0.30249 | 503.0081 | 0.21 | 506.6715 | 0.5805 | 503.0081 | 0.31187 | 503.0081 | 0.25765 | 503.0081 | 0.19413
| 503.228 | 0.30423 | 503.228 | 0.2 | 506.8958 | 0.5831 | 503.228 | 0.31253 | 503.228 | 0.25749 | 503.228 | 0.19661
| 503.4478 | 0.30863 | 503.4478 | 0.2 | 507.1202 | 0.5841 | 503.4479 | 0.3151 | 503.4478 | 0.26106 | 503.4478 | 0.20086
| 503.6677 | 0.30909 | 503.6677 | 0.2 | 507.3446 | 0.58911 | 503.6677 | 0.31576 | 503.6677 | 0.26243 | 503.6677 | 0.20032
| 503.8876 | 0.31143 | 503.8876 | 0.2 | 507.5689 | 0.59011 | 503.8876 | 0.3204 | 503.8876 | 0.26523 | 503.8876 | 0.20464
| 504.1075 | 0.31288 | 504.1075 | 0.2 | 507.7933 | 0.59552 | 504.1075 | 0.32259 | 504.1075 | 0.26892 | 504.1075 | 0.20698
| 504.3274 | 0.31241 | 504.3274 | 0.21 | 508.0177 | 0.59992 | 504.3274 | 0.32701 | 504.3274 | 0.27307 | 504.3274 | 0.21179
| 504.5474 | 0.31964 | 504.5474 | 0.21 | 508.2422 | 0.60052 | 504.5474 | 0.32842 | 504.5474 | 0.27301 | 504.5474 | 0.21241
| 504.7673 | 0.32125 | 504.7673 | 0.21 | 508.4666 | 0.59932 | 504.7673 | 0.3329 | 504.7673 | 0.27725 | 504.7673 | 0.2151
| 504.9872 | 0.3248 | 504.9872 | 0.2 | 508.6911 | 0.60473 | 504.9872 | 0.33456 | 504.9872 | 0.28041 | 504.9872 | 0.21555
| 505.2072 | 0.32896 | 505.2072 | 0.21 | 508.9155 | 0.59812 | 505.2072 | 0.33916 | 505.2072 | 0.28313 | 505.2072 | 0.2237
| 505.4272 | 0.33116 | 505.4272 | 0.21 | 509.14 | 0.59852 | 505.4271 | 0.34138 | 505.4272 | 0.28756 | 505.4272 | 0.22219
| 505.6471 | 0.33201 | 505.6471 | 0.21 | 509.3645 | 0.59071 | 505.6471 | 0.34496 | 505.6471 | 0.28937 | 505.6471 | 0.22662
| 505.8671 | 0.33199 | 505.8671 | 0.21 | 509.589 | 0.59892 | 505.8671 | 0.34701 | 505.8671 | 0.29043 | 505.8671 | 0.23086
| 506.0871 | 0.33565 | 506.0871 | 0.21 | 509.8135 | 0.59492 | 506.0871 | 0.35097 | 506.0871 | 0.29428 | 506.0871 | 0.23426
| 506.3071 | 0.34173 | 506.3071 | 0.21 | 510.038 | 0.59912 | 506.3071 | 0.35329 | 506.3071 | 0.29661 | 506.3071 | 0.23736
| 506.5272 | 0.34052 | 506.5272 | 0.21 | 510.2625 | 0.60052 | 506.5272 | 0.35687 | 506.5272 | 0.30131 | 506.5272 | 0.24101
| 506.7472 | 0.34291 | 506.7472 | 0.21 | 510.4871 | 0.59852 | 506.7472 | 0.35883 | 506.7472 | 0.30556 | 506.7472 | 0.24297
| 506.9672 | 0.34831 | 506.9672 | 0.21 | 510.7116 | 0.59752 | 506.9672 | 0.36364 | 506.9672 | 0.30731 | 506.9672 | 0.24408
| 507.1873 | 0.34698 | 507.1873 | 0.21 | 510.9362 | 0.60152 | 507.1873 | 0.36555 | 507.1873 | 0.3104 | 507.1873 | 0.24795
| 507.4073 | 0.34854 | 507.4073 | 0.21 | 511.1608 | 0.59852 | 507.4074 | 0.36984 | 507.4073 | 0.31657 | 507.4073 | 0.2535
| 507.6274 | 0.35063 | 507.6274 | 0.21 | 511.3854 | 0.59932 | 507.6274 | 0.37226 | 507.6274 | 0.31608 | 507.6274 | 0.25744
| 507.8475 | 0.3577 | 507.8475 | 0.22 | 511.61 | 0.60192 | 507.8475 | 0.37674 | 507.8475 | 0.32016 | 507.8475 | 0.25746
| 508.0676 | 0.36105 | 508.0676 | 0.22 | 511.8346 | 0.60313 | 508.0676 | 0.37932 | 508.0676 | 0.32358 | 508.0676 | 0.25972
| 508.2877 | 0.3591 | 508.2877 | 0.22 | 512.0593 | 0.60012 | 508.2877 | 0.38395 | 508.2877 | 0.3275 | 508.2877 | 0.26552
| 508.5078 | 0.36078 | 508.5078 | 0.22 | 512.2839 | 0.60272 | 508.5078 | 0.3869 | 508.5078 | 0.33161 | 508.5078 | 0.26849
| 508.7279 | 0.36746 | 508.7279 | 0.22 | 512.5086 | 0.60793 | 508.7279 | 0.39112 | 508.7279 | 0.3331 | 508.7279 | 0.27271
| 508.9481 | 0.36983 | 508.9481 | 0.22 | 512.7333 | 0.60232 | 508.9481 | 0.39393 | 508.9481 | 0.33616 | 508.9481 | 0.27344
| 509.1682 | 0.37335 | 509.1682 | 0.22 | 512.958 | 0.59912 | 509.1682 | 0.3975 | 509.1682 | 0.34143 | 509.1682 | 0.27685
| 509.3884 | 0.37112 | 509.3884 | 0.22 | 513.1827 | 0.60493 | 509.3884 | 0.39864 | 509.3884 | 0.34042 | 509.3884 | 0.28137
| 509.6086 | 0.3748 | 509.6086 | 0.22 | 513.4074 | 0.60453 | 509.6086 | 0.40187 | 509.6086 | 0.34361 | 509.6086 | 0.28325
| 509.8288 | 0.37202 | 509.8288 | 0.22 | 513.6321 | 0.61073 | 509.8288 | 0.40287 | 509.8288 | 0.34857 | 509.8288 | 0.28589
| 510.049 | 0.37861 | 510.049 | 0.22 | 513.8569 | 0.61174 | 510.0489 | 0.40633 | 510.049 | 0.35111 | 510.049 | 0.28702
| 510.2691 | 0.38251 | 510.2691 | 0.22 | 514.0816 | 0.61314 | 510.2691 | 0.40769 | 510.2691 | 0.35237 | 510.2691 | 0.28885
| 510.4893 | 0.38539 | 510.4893 | 0.22 | 514.3064 | 0.61334 | 510.4894 | 0.41051 | 510.4893 | 0.35504 | 510.4893 | 0.29246
| 510.7096 | 0.3821 | 510.7096 | 0.22 | 514.5312 | 0.61934 | 510.7096 | 0.41172 | 510.7096 | 0.35881 | 510.7096 | 0.29516
| 510.9298 | 0.38461 | 510.9298 | 0.22 | 514.756 | 0.62635 | 510.9298 | 0.41519 | 510.9298 | 0.36058 | 510.9298 | 0.29712
| 511.1501 | 0.38478 | 511.1501 | 0.22 | 514.9808 | 0.63196 | 511.1501 | 0.41682 | 511.1501 | 0.35837 | 511.1501 | 0.30275
| 511.3703 | 0.39523 | 511.3703 | 0.22 | 515.2056 | 0.62956 | 511.3703 | 0.42048 | 511.3703 | 0.36581 | 511.3703 | 0.30476
| 511.5906 | 0.39057 | 511.5906 | 0.22 | 515.4304 | 0.63877 | 511.5906 | 0.42168 | 511.5906 | 0.36439 | 511.5906 | 0.3069
| 511.8109 | 0.39642 | 511.8109 | 0.22 | 515.6553 | 0.63777 | 511.8109 | 0.42643 | 511.8109 | 0.3714 | 511.8109 | 0.31135
| 512.0312 | 0.39956 | 512.0312 | 0.22 | 515.8801 | 0.64057 | 512.0312 | 0.42802 | 512.0312 | 0.37325 | 512.0312 | 0.31189
| 512.2515 | 0.39945 | 512.2515 | 0.22 | 516.105 | 0.64558 | 512.2515 | 0.43167 | 512.2515 | 0.3802 | 512.2515 | 0.31896
| 512.4718 | 0.4022 | 512.4718 | 0.22 | 516.3299 | 0.64878 | 512.4718 | 0.433 | 512.4718 | 0.37971 | 512.4718 | 0.31937
| 512.6921 | 0.4044 | 512.6921 | 0.22 | 516.5548 | 0.64978 | 512.6921 | 0.43586 | 512.6921 | 0.38251 | 512.6921 | 0.32574
| 512.9124 | 0.40679 | 512.9124 | 0.22 | 516.7797 | 0.64998 | 512.9124 | 0.43682 | 512.9124 | 0.38153 | 512.9124 | 0.32148
| 513.1328 | 0.40888 | 513.1328 | 0.22 | 517.0046 | 0.64518 | 513.1328 | 0.43841 | 513.1328 | 0.38787 | 513.1328 | 0.33042
| 513.3531 | 0.41001 | 513.3531 | 0.22 | 517.2296 | 0.65299 | 513.3532 | 0.43917 | 513.3531 | 0.389 | 513.3531 | 0.33105
| 513.5735 | 0.41155 | 513.5735 | 0.22 | 517.4545 | 0.65559 | 513.5735 | 0.44287 | 513.5735 | 0.39122 | 513.5735 | 0.33493
| 513.7939 | 0.41429 | 513.7939 | 0.22 | 517.6795 | 0.65359 | 513.7939 | 0.4446 | 513.7939 | 0.39372 | 513.7939 | 0.33636
| 514.0143 | 0.41814 | 514.0143 | 0.22 | 517.9045 | 0.64417 | 514.0143 | 0.44707 | 514.0143 | 0.3962 | 514.0143 | 0.3384
| 514.2347 | 0.4184 | 514.2347 | 0.22 | 518.1295 | 0.64137 | 514.2347 | 0.44849 | 514.2347 | 0.39703 | 514.2347 | 0.34593
| 514.4551 | 0.4214 | 514.4551 | 0.22 | 518.3545 | 0.64117 | 514.4551 | 0.45141 | 514.4551 | 0.39913 | 514.4551 | 0.34762
| 514.6755 | 0.4159 | 514.6755 | 0.22 | 518.5795 | 0.64397 | 514.6755 | 0.45244 | 514.6755 | 0.40302 | 514.6755 | 0.34864
| 514.8959 | 0.42859 | 514.8959 | 0.22 | 518.8045 | 0.64217 | 514.8959 | 0.45623 | 514.8959 | 0.40786 | 514.8959 | 0.35222
| 515.1164 | 0.42714 | 515.1164 | 0.22 | 519.0295 | 0.64357 | 515.1164 | 0.45688 | 515.1164 | 0.40526 | 515.1164 | 0.35438
| 515.3369 | 0.42999 | 515.3369 | 0.22 | 519.2546 | 0.64197 | 515.3369 | 0.46062 | 515.3369 | 0.41237 | 515.3369 | 0.35952
| 515.5573 | 0.43002 | 515.5573 | 0.22 | 519.4797 | 0.64017 | 515.5573 | 0.46178 | 515.5573 | 0.41168 | 515.5573 | 0.36203
| 515.7778 | 0.43636 | 515.7778 | 0.22 | 519.7047 | 0.63817 | 515.7778 | 0.46528 | 515.7778 | 0.4186 | 515.7778 | 0.36161
| 515.9982 | 0.43702 | 515.9982 | 0.23 | 519.9298 | 0.63857 | 515.9982 | 0.46706 | 515.9982 | 0.41978 | 515.9982 | 0.36623
| 516.2188 | 0.44279 | 516.2188 | 0.22 | 520.1549 | 0.64397 | 516.2188 | 0.46994 | 516.2188 | 0.42171 | 516.2188 | 0.37225
| 516.4393 | 0.44512 | 516.4393 | 0.23 | 520.38 | 0.64518 | 516.4393 | 0.47079 | 516.4393 | 0.42345 | 516.4393 | 0.37395
| 516.6598 | 0.44581 | 516.6598 | 0.23 | 520.6052 | 0.64117 | 516.6598 | 0.47472 | 516.6598 | 0.42629 | 516.6598 | 0.38129
| 516.8803 | 0.44195 | 516.8803 | 0.22 | 520.8303 | 0.63697 | 516.8803 | 0.47486 | 516.8803 | 0.43011 | 516.8803 | 0.37932
| 517.1008 | 0.44873 | 517.1008 | 0.22 | 521.0555 | 0.64237 | 517.1008 | 0.47877 | 517.1008 | 0.43099 | 517.1008 | 0.38232
| 517.3214 | 0.45489 | 517.3214 | 0.22 | 521.2807 | 0.64958 | 517.3214 | 0.47971 | 517.3214 | 0.43356 | 517.3214 | 0.38632
| 517.5419 | 0.45391 | 517.5419 | 0.23 | 521.5058 | 0.65339 | 517.5419 | 0.48317 | 517.5419 | 0.43642 | 517.5419 | 0.39196
| 517.7625 | 0.45101 | 517.7625 | 0.23 | 521.731 | 0.65359 | 517.7625 | 0.48338 | 517.7625 | 0.43688 | 517.7625 | 0.39297
| 517.9831 | 0.4598 | 517.9831 | 0.23 | 521.9562 | 0.65919 | 517.9831 | 0.48704 | 517.9831 | 0.44138 | 517.9831 | 0.39434
| 518.2037 | 0.46065 | 518.2037 | 0.23 | 522.1815 | 0.6642 | 518.2037 | 0.49059 | 518.2037 | 0.44535 | 518.2037 | 0.39861
| 518.4243 | 0.46521 | 518.4243 | 0.23 | 522.4067 | 0.67141 | 518.4243 | 0.4916 | 518.4243 | 0.44669 | 518.4243 | 0.40272
| 518.6449 | 0.46731 | 518.6449 | 0.23 | 522.6319 | 0.67681 | 518.6449 | 0.49569 | 518.6449 | 0.45324 | 518.6449 | 0.40643
| 518.8655 | 0.46642 | 518.8655 | 0.23 | 522.8572 | 0.68222 | 518.8655 | 0.49608 | 518.8655 | 0.45592 | 518.8655 | 0.40854
| 519.0862 | 0.47507 | 519.0862 | 0.23 | 523.0825 | 0.68162 | 519.0862 | 0.50038 | 519.0862 | 0.45537 | 519.0862 | 0.41427
| 519.3068 | 0.47459 | 519.3068 | 0.23 | 523.3077 | 0.67621 | 519.3068 | 0.50015 | 519.3068 | 0.45615 | 519.3068 | 0.41664
| 519.5275 | 0.47454 | 519.5275 | 0.23 | 523.533 | 0.6684 | 519.5275 | 0.5013 | 519.5275 | 0.45939 | 519.5275 | 0.41623
| 519.7481 | 0.4774 | 519.7481 | 0.23 | 523.7583 | 0.6612 | 519.7481 | 0.49962 | 519.7481 | 0.45773 | 519.7481 | 0.41754
| 519.9688 | 0.47841 | 519.9688 | 0.23 | 523.9837 | 0.65539 | 519.9688 | 0.50063 | 519.9688 | 0.45746 | 519.9688 | 0.41825
| 520.1895 | 0.47498 | 520.1895 | 0.23 | 524.209 | 0.65619 | 520.1895 | 0.49976 | 520.1895 | 0.45666 | 520.1895 | 0.41767
| 520.4102 | 0.47439 | 520.4102 | 0.23 | 524.4344 | 0.65859 | 520.4102 | 0.50165 | 520.4102 | 0.46414 | 520.4102 | 0.41945
| 520.6309 | 0.47645 | 520.6309 | 0.23 | 524.6597 | 0.6626 | 520.6309 | 0.50315 | 520.6309 | 0.46821 | 520.6309 | 0.42287
| 520.8516 | 0.4797 | 520.8516 | 0.23 | 524.8851 | 0.6658 | 520.8516 | 0.50673 | 520.8516 | 0.46712 | 520.8516 | 0.42575
| 521.0723 | 0.48481 | 521.0723 | 0.23 | 525.1105 | 0.668 | 521.0723 | 0.50716 | 521.0723 | 0.46677 | 521.0723 | 0.42719
| 521.2931 | 0.48542 | 521.2931 | 0.23 | 525.3359 | 0.666 | 521.2931 | 0.51003 | 521.2931 | 0.47119 | 521.2931 | 0.43026
| 521.5139 | 0.48209 | 521.5139 | 0.23 | 525.5613 | 0.6634 | 521.5139 | 0.51019 | 521.5139 | 0.47168 | 521.5139 | 0.43139
| 521.7346 | 0.49383 | 521.7346 | 0.23 | 525.7867 | 0.66119 | 521.7346 | 0.51224 | 521.7346 | 0.46813 | 521.7346 | 0.43571
| 521.9554 | 0.48724 | 521.9554 | 0.23 | 526.0122 | 0.66079 | 521.9554 | 0.51251 | 521.9554 | 0.47488 | 521.9554 | 0.43718
| 522.1761 | 0.48643 | 522.1761 | 0.23 | 526.2376 | 0.6614 | 522.1762 | 0.51505 | 522.1761 | 0.47648 | 522.1761 | 0.44037
| 522.397 | 0.49067 | 522.397 | 0.23 | 526.4631 | 0.666 | 522.397 | 0.51411 | 522.397 | 0.4755 | 522.397 | 0.43869
| 522.6177 | 0.49123 | 522.6177 | 0.23 | 526.6885 | 0.67261 | 522.6177 | 0.51691 | 522.6177 | 0.48092 | 522.6177 | 0.43915
| 522.8386 | 0.49385 | 522.8386 | 0.23 | 526.914 | 0.67441 | 522.8386 | 0.51643 | 522.8386 | 0.48083 | 522.8386 | 0.43737
| 523.0594 | 0.49637 | 523.0594 | 0.23 | 527.1395 | 0.67741 | 523.0594 | 0.51832 | 523.0594 | 0.48436 | 523.0594 | 0.4431
| 523.2803 | 0.49673 | 523.2803 | 0.23 | 527.365 | 0.67862 | 523.2803 | 0.51861 | 523.2803 | 0.48184 | 523.2803 | 0.44332
| 523.5011 | 0.49294 | 523.5011 | 0.23 | 527.5906 | 0.67962 | 523.5011 | 0.52208 | 523.5011 | 0.48818 | 523.5011 | 0.44728
| 523.722 | 0.50238 | 523.722 | 0.23 | 527.8161 | 0.68262 | 523.722 | 0.52166 | 523.722 | 0.48643 | 523.722 | 0.44896
| 523.9428 | 0.49741 | 523.9428 | 0.23 | 528.0417 | 0.68562 | 523.9428 | 0.52307 | 523.9428 | 0.488 | 523.9428 | 0.44977
| 524.1637 | 0.49626 | 524.1637 | 0.23 | 528.2672 | 0.68462 | 524.1637 | 0.52224 | 524.1637 | 0.48859 | 524.1637 | 0.44993
| 524.3846 | 0.50325 | 524.3846 | 0.23 | 528.4928 | 0.68242 | 524.3846 | 0.52388 | 524.3846 | 0.48867 | 524.3846 | 0.45116
| 524.6055 | 0.49901 | 524.6055 | 0.23 | 528.7184 | 0.67982 | 524.6055 | 0.52175 | 524.6055 | 0.48645 | 524.6055 | 0.45031
| 524.8264 | 0.5018 | 524.8264 | 0.23 | 528.944 | 0.67922 | 524.8264 | 0.52366 | 524.8264 | 0.4904 | 524.8264 | 0.45152
| 525.0474 | 0.50146 | 525.0474 | 0.23 | 529.1696 | 0.67661 | 525.0474 | 0.52576 | 525.0474 | 0.49144 | 525.0474 | 0.45136
| 525.2682 | 0.50815 | 525.2682 | 0.23 | 529.3952 | 0.67661 | 525.2682 | 0.53033 | 525.2682 | 0.49784 | 525.2682 | 0.45823
| 525.4892 | 0.50701 | 525.4892 | 0.23 | 529.6209 | 0.67741 | 525.4892 | 0.53144 | 525.4892 | 0.49724 | 525.4892 | 0.45907
| 525.7101 | 0.50997 | 525.7101 | 0.23 | 529.8465 | 0.67581 | 525.7101 | 0.53456 | 525.7101 | 0.49978 | 525.7101 | 0.45912
| 525.9312 | 0.50984 | 525.9312 | 0.23 | 530.0722 | 0.67441 | 525.9312 | 0.53521 | 525.9312 | 0.50038 | 525.9312 | 0.4622
| 526.1521 | 0.51454 | 526.1521 | 0.23 | 530.2979 | 0.67561 | 526.1521 | 0.53816 | 526.1521 | 0.50434 | 526.1521 | 0.46482
| 526.3731 | 0.50853 | 526.3731 | 0.23 | 530.5236 | 0.67842 | 526.3731 | 0.53702 | 526.3731 | 0.5016 | 526.3731 | 0.462
| 526.5941 | 0.51596 | 526.5941 | 0.23 | 530.7493 | 0.68542 | 526.5941 | 0.53922 | 526.5941 | 0.50656 | 526.5941 | 0.4653
| 526.8151 | 0.51169 | 526.8151 | 0.23 | 530.975 | 0.68803 | 526.8151 | 0.538 | 526.8151 | 0.50488 | 526.8151 | 0.4688
| 527.0361 | 0.51159 | 527.0361 | 0.23 | 531.2007 | 0.68743 | 527.0361 | 0.54047 | 527.0361 | 0.50955 | 527.0361 | 0.46723
| 527.2571 | 0.51574 | 527.2571 | 0.23 | 531.4264 | 0.68623 | 527.2571 | 0.53956 | 527.2571 | 0.50924 | 527.2571 | 0.4686
| 527.4782 | 0.51709 | 527.4782 | 0.23 | 531.6522 | 0.68983 | 527.4782 | 0.54231 | 527.4782 | 0.51017 | 527.4782 | 0.47098
| 527.6992 | 0.5151 | 527.6992 | 0.23 | 531.878 | 0.69524 | 527.6992 | 0.542 | 527.6992 | 0.50941 | 527.6992 | 0.46888
| 527.9203 | 0.51905 | 527.9203 | 0.23 | 532.1037 | 0.69924 | 527.9203 | 0.5455 | 527.9203 | 0.51303 | 527.9203 | 0.47552
| 528.1414 | 0.51601 | 528.1414 | 0.23 | 532.3295 | 0.70264 | 528.1414 | 0.54553 | 528.1414 | 0.51108 | 528.1414 | 0.47153
| 528.3624 | 0.52684 | 528.3624 | 0.23 | 532.5553 | 0.70645 | 528.3624 | 0.54927 | 528.3624 | 0.51863 | 528.3624 | 0.47284
| 528.5836 | 0.52417 | 528.5836 | 0.23 | 532.7812 | 0.70625 | 528.5836 | 0.54938 | 528.5836 | 0.51592 | 528.5836 | 0.47781
| 528.8046 | 0.52731 | 528.8046 | 0.23 | 533.007 | 0.70625 | 528.8046 | 0.55199 | 528.8046 | 0.51881 | 528.8046 | 0.47912
| 529.0258 | 0.53159 | 529.0258 | 0.24 | 533.2328 | 0.70385 | 529.0258 | 0.55277 | 529.0258 | 0.51725 | 529.0258 | 0.47735
| 529.2469 | 0.53343 | 529.2469 | 0.24 | 533.4587 | 0.70425 | 529.2469 | 0.55608 | 529.2469 | 0.52301 | 529.2469 | 0.48104
| 529.468 | 0.53519 | 529.468 | 0.23 | 533.6845 | 0.70585 | 529.468 | 0.55775 | 529.468 | 0.52559 | 529.468 | 0.48216
| 529.6891 | 0.5404 | 529.6891 | 0.24 | 533.9104 | 0.70705 | 529.6892 | 0.56208 | 529.6891 | 0.5321 | 529.6891 | 0.48585
| 529.9103 | 0.536 | 529.9103 | 0.24 | 534.1363 | 0.70104 | 529.9103 | 0.56345 | 529.9103 | 0.5341 | 529.9103 | 0.48809
| 530.1315 | 0.54296 | 530.1315 | 0.24 | 534.3622 | 0.69724 | 530.1315 | 0.5675 | 530.1315 | 0.53917 | 530.1315 | 0.49434
| 530.3527 | 0.53978 | 530.3527 | 0.24 | 534.5882 | 0.69223 | 530.3527 | 0.56806 | 530.3527 | 0.53777 | 530.3527 | 0.49437
| 530.5739 | 0.54315 | 530.5739 | 0.24 | 534.8141 | 0.69323 | 530.5738 | 0.57298 | 530.5739 | 0.54158 | 530.5739 | 0.49528
| 530.795 | 0.54402 | 530.795 | 0.24 | 535.04 | 0.69203 | 530.795 | 0.57279 | 530.795 | 0.54165 | 530.795 | 0.4972
| 531.0162 | 0.55432 | 531.0162 | 0.24 | 535.266 | 0.69063 | 531.0162 | 0.57455 | 531.0162 | 0.54093 | 531.0162 | 0.49595
| 531.2375 | 0.54959 | 531.2375 | 0.24 | 535.4919 | 0.68883 | 531.2375 | 0.57383 | 531.2375 | 0.54573 | 531.2375 | 0.50238
| 531.4587 | 0.54986 | 531.4587 | 0.24 | 535.7179 | 0.69223 | 531.4587 | 0.57699 | 531.4587 | 0.54406 | 531.4587 | 0.49848
| 531.6799 | 0.55045 | 531.6799 | 0.24 | 535.9439 | 0.68843 | 531.6799 | 0.57609 | 531.6799 | 0.54444 | 531.6799 | 0.50111
| 531.9012 | 0.55593 | 531.9012 | 0.24 | 536.1699 | 0.68943 | 531.9012 | 0.57824 | 531.9012 | 0.54536 | 531.9012 | 0.50419
| 532.1225 | 0.5489 | 532.1225 | 0.24 | 536.3959 | 0.69023 | 532.1225 | 0.57671 | 532.1225 | 0.54584 | 532.1225 | 0.49927
| 532.3438 | 0.55653 | 532.3438 | 0.24 | 536.622 | 0.69063 | 532.3438 | 0.57936 | 532.3438 | 0.54634 | 532.3438 | 0.50468
| 532.565 | 0.55425 | 532.565 | 0.24 | 536.848 | 0.69023 | 532.565 | 0.57861 | 532.565 | 0.55171 | 532.565 | 0.50321
| 532.7863 | 0.55814 | 532.7863 | 0.24 | 537.0741 | 0.68823 | 532.7863 | 0.58029 | 532.7863 | 0.55359 | 532.7863 | 0.50559
| 533.0076 | 0.55612 | 533.0076 | 0.24 | 537.3001 | 0.68783 | 533.0076 | 0.57843 | 533.0076 | 0.5499 | 533.0076 | 0.50337
| 533.2289 | 0.56324 | 533.2289 | 0.25 | 537.5262 | 0.69003 | 533.2289 | 0.58043 | 533.2289 | 0.55147 | 533.2289 | 0.50735
| 533.4503 | 0.56385 | 533.4503 | 0.24 | 537.7523 | 0.69183 | 533.4503 | 0.57889 | 533.4503 | 0.55155 | 533.4503 | 0.50339
| 533.6716 | 0.55801 | 533.6716 | 0.25 | 537.9784 | 0.69664 | 533.6716 | 0.58119 | 533.6716 | 0.55003 | 533.6716 | 0.50746
| 533.8929 | 0.56462 | 533.8929 | 0.24 | 538.2045 | 0.69323 | 533.8929 | 0.58058 | 533.8929 | 0.54962 | 533.8929 | 0.50479
| 534.1143 | 0.56425 | 534.1143 | 0.25 | 538.4307 | 0.69303 | 534.1143 | 0.58283 | 534.1143 | 0.55225 | 534.1143 | 0.51105
| 534.3357 | 0.56386 | 534.3357 | 0.25 | 538.6568 | 0.69544 | 534.3357 | 0.58155 | 534.3357 | 0.55304 | 534.3357 | 0.50856
| 534.5571 | 0.56568 | 534.5571 | 0.25 | 538.883 | 0.69844 | 534.5571 | 0.58394 | 534.5571 | 0.55491 | 534.5571 | 0.51216
| 534.7784 | 0.56437 | 534.7784 | 0.25 | 539.1091 | 0.69804 | 534.7784 | 0.58233 | 534.7784 | 0.55422 | 534.7784 | 0.50939
| 534.9998 | 0.56858 | 534.9998 | 0.25 | 539.3353 | 0.70044 | 534.9998 | 0.58403 | 534.9998 | 0.55375 | 534.9998 | 0.50966
| 535.2213 | 0.56832 | 535.2213 | 0.25 | 539.5615 | 0.69924 | 535.2213 | 0.5834 | 535.2213 | 0.5533 | 535.2213 | 0.51399
| 535.4427 | 0.56955 | 535.4427 | 0.25 | 539.7877 | 0.70064 | 535.4427 | 0.585 | 535.4427 | 0.55489 | 535.4427 | 0.51409
| 535.6641 | 0.56987 | 535.6641 | 0.25 | 540.0139 | 0.70385 | 535.6641 | 0.58393 | 535.6641 | 0.5537 | 535.6641 | 0.51032
| 535.8856 | 0.57328 | 535.8856 | 0.25 | 540.2402 | 0.71126 | 535.8856 | 0.58474 | 535.8856 | 0.55814 | 535.8856 | 0.51646
| 536.107 | 0.56597 | 536.107 | 0.25 | 540.4664 | 0.71466 | 536.107 | 0.58417 | 536.107 | 0.5586 | 536.107 | 0.51468
| 536.3284 | 0.57449 | 536.3284 | 0.25 | 540.6927 | 0.72287 | 536.3284 | 0.58563 | 536.3284 | 0.5598 | 536.3284 | 0.5136
| 536.5499 | 0.57413 | 536.5499 | 0.25 | 540.9189 | 0.71846 | 536.5499 | 0.58396 | 536.5499 | 0.55747 | 536.5499 | 0.51192
| 536.7714 | 0.57978 | 536.7714 | 0.25 | 541.1452 | 0.72247 | 536.7714 | 0.58578 | 536.7714 | 0.56154 | 536.7714 | 0.51555
| 536.9929 | 0.57203 | 536.9929 | 0.25 | 541.3715 | 0.72167 | 536.9929 | 0.58342 | 536.9929 | 0.5555 | 536.9929 | 0.51112
| 537.2144 | 0.57732 | 537.2144 | 0.25 | 541.5978 | 0.72788 | 537.2144 | 0.58538 | 537.2144 | 0.56048 | 537.2144 | 0.51497
| 537.4359 | 0.5766 | 537.4359 | 0.25 | 541.8241 | 0.72547 | 537.4359 | 0.58255 | 537.4359 | 0.55589 | 537.4359 | 0.51647
| 537.6575 | 0.58061 | 537.6575 | 0.25 | 542.0505 | 0.73048 | 537.6575 | 0.58476 | 537.6575 | 0.56163 | 537.6575 | 0.51409
| 537.879 | 0.57975 | 537.879 | 0.25 | 542.2768 | 0.73228 | 537.879 | 0.58309 | 537.879 | 0.55846 | 537.879 | 0.51441
| 538.1005 | 0.58151 | 538.1005 | 0.25 | 542.5032 | 0.73709 | 538.1005 | 0.58466 | 538.1005 | 0.56001 | 538.1005 | 0.51729
| 538.3221 | 0.57757 | 538.3221 | 0.25 | 542.7295 | 0.73328 | 538.3221 | 0.58237 | 538.3221 | 0.5586 | 538.3221 | 0.51401
| 538.5436 | 0.58598 | 538.5436 | 0.25 | 542.9559 | 0.73769 | 538.5436 | 0.58398 | 538.5436 | 0.55925 | 538.5436 | 0.51876
| 538.7653 | 0.5767 | 538.7653 | 0.25 | 543.1823 | 0.73769 | 538.7653 | 0.58273 | 538.7653 | 0.55966 | 538.7653 | 0.51693
| 538.9868 | 0.58903 | 538.9868 | 0.25 | 543.4087 | 0.73629 | 538.9868 | 0.58427 | 538.9868 | 0.55989 | 538.9868 | 0.51904
| 539.2084 | 0.58325 | 539.2084 | 0.25 | 543.6351 | 0.73629 | 539.2084 | 0.58244 | 539.2084 | 0.55928 | 539.2084 | 0.51826
| 539.4301 | 0.58977 | 539.4301 | 0.25 | 543.8616 | 0.73669 | 539.4301 | 0.58459 | 539.4301 | 0.55712 | 539.4301 | 0.51876
| 539.6517 | 0.59105 | 539.6517 | 0.25 | 544.088 | 0.73809 | 539.6517 | 0.58326 | 539.6517 | 0.55837 | 539.6517 | 0.51573
| 539.8733 | 0.58816 | 539.8733 | 0.25 | 544.3144 | 0.7455 | 539.8733 | 0.58422 | 539.8733 | 0.55858 | 539.8733 | 0.52055
| 540.0949 | 0.58745 | 540.0949 | 0.25 | 544.5409 | 0.74309 | 540.0949 | 0.58283 | 540.0949 | 0.55866 | 540.0949 | 0.51858
| 540.3166 | 0.5906 | 540.3166 | 0.25 | 544.7674 | 0.7457 | 540.3166 | 0.58529 | 540.3166 | 0.56161 | 540.3166 | 0.52315
| 540.5382 | 0.59055 | 540.5382 | 0.25 | 544.9939 | 0.74349 | 540.5382 | 0.58369 | 540.5382 | 0.56409 | 540.5382 | 0.52096
| 540.7599 | 0.59707 | 540.7599 | 0.25 | 545.2204 | 0.7479 | 540.7599 | 0.58567 | 540.7599 | 0.56173 | 540.7599 | 0.52345
| 540.9816 | 0.5966 | 540.9816 | 0.25 | 545.4469 | 0.7477 | 540.9816 | 0.58432 | 540.9816 | 0.5652 | 540.9816 | 0.52526
| 541.2032 | 0.59974 | 541.2032 | 0.25 | 545.6734 | 0.7479 | 541.2033 | 0.58642 | 541.2032 | 0.56606 | 541.2032 | 0.52451
| 541.425 | 0.60309 | 541.425 | 0.25 | 545.9 | 0.7459 | 541.425 | 0.58575 | 541.425 | 0.56409 | 541.425 | 0.5266
| 541.6467 | 0.60498 | 541.6467 | 0.25 | 546.1265 | 0.7517 | 541.6467 | 0.58737 | 541.6467 | 0.5662 | 541.6467 | 0.52925
| 541.8684 | 0.601 | 541.8684 | 0.25 | 546.3531 | 0.7523 | 541.8684 | 0.58674 | 541.8684 | 0.56376 | 541.8684 | 0.52607
| 542.0901 | 0.61259 | 542.0901 | 0.26 | 546.5797 | 0.75551 | 542.0901 | 0.58906 | 542.0901 | 0.5672 | 542.0901 | 0.52789
| 542.3119 | 0.60836 | 542.3119 | 0.25 | 546.8063 | 0.75391 | 542.3119 | 0.58834 | 542.3119 | 0.56909 | 542.3119 | 0.52938
| 542.5336 | 0.61378 | 542.5336 | 0.25 | 547.0329 | 0.7525 | 542.5336 | 0.58922 | 542.5336 | 0.56862 | 542.5336 | 0.52972
| 542.7554 | 0.61532 | 542.7554 | 0.26 | 547.2595 | 0.7527 | 542.7554 | 0.58955 | 542.7554 | 0.57029 | 542.7554 | 0.52866
| 542.9772 | 0.61929 | 542.9772 | 0.26 | 547.4861 | 0.7495 | 542.9772 | 0.59143 | 542.9772 | 0.5696 | 542.9772 | 0.53621
| 543.199 | 0.61493 | 543.199 | 0.26 | 547.7128 | 0.7447 | 543.199 | 0.58962 | 543.199 | 0.57008 | 543.199 | 0.53264
| 543.4208 | 0.61771 | 543.4208 | 0.26 | 547.9394 | 0.7471 | 543.4208 | 0.59197 | 543.4208 | 0.57178 | 543.4208 | 0.5326
| 543.6426 | 0.61711 | 543.6426 | 0.26 | 548.1661 | 0.7457 | 543.6426 | 0.59013 | 543.6426 | 0.56996 | 543.6426 | 0.53121
| 543.8644 | 0.62364 | 543.8644 | 0.26 | 548.3928 | 0.7451 | 543.8644 | 0.59217 | 543.8644 | 0.57278 | 543.8644 | 0.53447
| 544.0862 | 0.62149 | 544.0862 | 0.26 | 548.6195 | 0.74189 | 544.0862 | 0.59119 | 544.0862 | 0.5721 | 544.0862 | 0.53406
| 544.308 | 0.62141 | 544.308 | 0.26 | 548.8461 | 0.74009 | 544.308 | 0.59243 | 544.308 | 0.57507 | 544.308 | 0.53501
| 544.5299 | 0.62215 | 544.5299 | 0.26 | 549.0729 | 0.74069 | 544.5299 | 0.59031 | 544.5299 | 0.57339 | 544.5299 | 0.53582
| 544.7518 | 0.63025 | 544.7518 | 0.26 | 549.2996 | 0.74149 | 544.7518 | 0.59294 | 544.7518 | 0.57387 | 544.7518 | 0.53485
| 544.9736 | 0.62631 | 544.9736 | 0.26 | 549.5263 | 0.74029 | 544.9736 | 0.59022 | 544.9736 | 0.5751 | 544.9736 | 0.53387
| 545.1956 | 0.63473 | 545.1956 | 0.26 | 549.7531 | 0.74329 | 545.1956 | 0.59272 | 545.1956 | 0.57641 | 545.1956 | 0.53372
| 545.4174 | 0.63379 | 545.4174 | 0.26 | 549.9799 | 0.7449 | 545.4174 | 0.59199 | 545.4174 | 0.57516 | 545.4174 | 0.53718
| 545.6393 | 0.63261 | 545.6393 | 0.26 | 550.2066 | 0.7517 | 545.6393 | 0.59231 | 545.6393 | 0.57587 | 545.6393 | 0.53754
| 545.8613 | 0.63291 | 545.8613 | 0.26 | 550.4334 | 0.7519 | 545.8613 | 0.58952 | 545.8613 | 0.57207 | 545.8613 | 0.53568
| 546.0832 | 0.63569 | 546.0832 | 0.26 | 550.6602 | 0.75271 | 546.0832 | 0.58957 | 546.0832 | 0.57364 | 546.0832 | 0.53394
| 546.3051 | 0.63638 | 546.3051 | 0.26 | 550.887 | 0.75351 | 546.3051 | 0.58701 | 546.3051 | 0.57183 | 546.3051 | 0.53295
| 546.527 | 0.6327 | 546.527 | 0.26 | 551.1138 | 0.75571 | 546.527 | 0.58648 | 546.527 | 0.57172 | 546.527 | 0.53901
| 546.749 | 0.62622 | 546.749 | 0.26 | 551.3407 | 0.75511 | 546.749 | 0.58384 | 546.749 | 0.57039 | 546.749 | 0.53288
| 546.9709 | 0.63062 | 546.9709 | 0.26 | 551.5675 | 0.75411 | 546.971 | 0.5856 | 546.9709 | 0.56858 | 546.9709 | 0.53544
| 547.1929 | 0.63527 | 547.1929 | 0.26 | 551.7944 | 0.75671 | 547.1929 | 0.58423 | 547.1929 | 0.57115 | 547.1929 | 0.5331
| 547.4149 | 0.63969 | 547.4149 | 0.26 | 552.0213 | 0.75951 | 547.4149 | 0.58603 | 547.4149 | 0.57166 | 547.4149 | 0.53723
| 547.6369 | 0.63477 | 547.6369 | 0.26 | 552.2482 | 0.76212 | 547.6369 | 0.58452 | 547.6369 | 0.57225 | 547.6369 | 0.52911
| 547.8589 | 0.64023 | 547.8589 | 0.26 | 552.4751 | 0.76612 | 547.8589 | 0.5859 | 547.8589 | 0.57277 | 547.8589 | 0.53231
| 548.0809 | 0.63845 | 548.0809 | 0.26 | 552.702 | 0.76772 | 548.0809 | 0.58394 | 548.0809 | 0.56739 | 548.0809 | 0.52902
| 548.303 | 0.64576 | 548.303 | 0.27 | 552.9289 | 0.76812 | 548.303 | 0.58691 | 548.303 | 0.57274 | 548.303 | 0.53457
| 548.525 | 0.63799 | 548.525 | 0.27 | 553.1558 | 0.76892 | 548.525 | 0.58477 | 548.525 | 0.57479 | 548.525 | 0.53216
| 548.7471 | 0.64957 | 548.7471 | 0.27 | 553.3828 | 0.76612 | 548.7471 | 0.58655 | 548.7471 | 0.57251 | 548.7471 | 0.53408
| 548.9691 | 0.6438 | 548.9691 | 0.27 | 553.6097 | 0.76412 | 548.9691 | 0.58421 | 548.9691 | 0.56897 | 548.9691 | 0.53206
| 549.1912 | 0.64692 | 549.1912 | 0.27 | 553.8367 | 0.76612 | 549.1912 | 0.58611 | 549.1912 | 0.57299 | 549.1912 | 0.53335
| 549.4133 | 0.64316 | 549.4133 | 0.27 | 554.0637 | 0.76953 | 549.4133 | 0.58457 | 549.4133 | 0.57271 | 549.4133 | 0.53221
| 549.6353 | 0.65017 | 549.6353 | 0.27 | 554.2907 | 0.77293 | 549.6353 | 0.58672 | 549.6353 | 0.576 | 549.6353 | 0.53283
| 549.8574 | 0.6411 | 549.8574 | 0.27 | 554.5177 | 0.77313 | 549.8574 | 0.58456 | 549.8574 | 0.57374 | 549.8574 | 0.53052
| 550.0795 | 0.65008 | 550.0795 | 0.27 | 554.7447 | 0.77493 | 550.0795 | 0.58646 | 550.0795 | 0.57421 | 550.0795 | 0.534
| 550.3016 | 0.65111 | 550.3016 | 0.27 | 554.9718 | 0.77814 | 550.3016 | 0.58512 | 550.3016 | 0.57585 | 550.3016 | 0.52864
| 550.5238 | 0.65491 | 550.5238 | 0.27 | 555.1988 | 0.77834 | 550.5238 | 0.58763 | 550.5238 | 0.57463 | 550.5238 | 0.53615
| 550.7459 | 0.65019 | 550.7459 | 0.27 | 555.4259 | 0.77693 | 550.7459 | 0.58527 | 550.7459 | 0.5762 | 550.7459 | 0.53146
| 550.9681 | 0.6602 | 550.9681 | 0.27 | 555.6529 | 0.77373 | 550.9681 | 0.58844 | 550.9681 | 0.58002 | 550.9681 | 0.53412
| 551.1902 | 0.65333 | 551.1902 | 0.27 | 555.88 | 0.77113 | 551.1902 | 0.58785 | 551.1902 | 0.5763 | 551.1902 | 0.53021
| 551.4124 | 0.65915 | 551.4124 | 0.28 | 556.1071 | 0.76933 | 551.4124 | 0.5899 | 551.4124 | 0.57755 | 551.4124 | 0.53592
| 551.6346 | 0.66208 | 551.6346 | 0.27 | 556.3342 | 0.76792 | 551.6346 | 0.59 | 551.6346 | 0.58108 | 551.6346 | 0.53497
| 551.8568 | 0.67087 | 551.8568 | 0.28 | 556.5613 | 0.76712 | 551.8568 | 0.59255 | 551.8568 | 0.58354 | 551.8568 | 0.53781
| 552.079 | 0.66697 | 552.079 | 0.28 | 556.7885 | 0.76712 | 552.079 | 0.59206 | 552.079 | 0.58229 | 552.079 | 0.53856
| 552.3012 | 0.66864 | 552.3012 | 0.28 | 557.0156 | 0.76632 | 552.3012 | 0.59454 | 552.3012 | 0.58542 | 552.3012 | 0.54116
| 552.5234 | 0.6703 | 552.5234 | 0.28 | 557.2428 | 0.76672 | 552.5234 | 0.5937 | 552.5234 | 0.58417 | 552.5234 | 0.54034
| 552.7457 | 0.68128 | 552.7457 | 0.28 | 557.4699 | 0.76472 | 552.7457 | 0.59641 | 552.7457 | 0.587 | 552.7457 | 0.54056
| 552.9679 | 0.67484 | 552.9679 | 0.28 | 557.6971 | 0.76452 | 552.9679 | 0.59478 | 552.9679 | 0.58564 | 552.9679 | 0.54067
| 553.1902 | 0.67962 | 553.1902 | 0.28 | 557.9243 | 0.76452 | 553.1902 | 0.59602 | 553.1902 | 0.5889 | 553.1902 | 0.54034
| 553.4124 | 0.67418 | 553.4124 | 0.28 | 558.1515 | 0.76412 | 553.4124 | 0.59449 | 553.4124 | 0.58932 | 553.4124 | 0.54023
| 553.6347 | 0.67693 | 553.6347 | 0.28 | 558.3787 | 0.76011 | 553.6347 | 0.5965 | 553.6347 | 0.58756 | 553.6347 | 0.54095
| 553.857 | 0.67993 | 553.857 | 0.28 | 558.606 | 0.76011 | 553.857 | 0.59368 | 553.857 | 0.58846 | 553.857 | 0.54192
| 554.0793 | 0.68785 | 554.0793 | 0.28 | 558.8332 | 0.75951 | 554.0793 | 0.59692 | 554.0793 | 0.59083 | 554.0793 | 0.54071
| 554.3016 | 0.68866 | 554.3016 | 0.28 | 559.0604 | 0.76011 | 554.3016 | 0.59439 | 554.3016 | 0.5857 | 554.3016 | 0.53655
| 554.5239 | 0.68809 | 554.5239 | 0.29 | 559.2877 | 0.75971 | 554.5239 | 0.59684 | 554.5239 | 0.58565 | 554.5239 | 0.54018
| 554.7462 | 0.69213 | 554.7462 | 0.29 | 559.515 | 0.76132 | 554.7462 | 0.59434 | 554.7462 | 0.58436 | 554.7462 | 0.5381
| 554.9686 | 0.69523 | 554.9686 | 0.29 | 559.7423 | 0.75991 | 554.9686 | 0.59621 | 554.9686 | 0.59161 | 554.9686 | 0.53948
| 555.1909 | 0.69215 | 555.1909 | 0.29 | 559.9696 | 0.76092 | 555.1909 | 0.59476 | 555.1909 | 0.58816 | 555.1909 | 0.53976
| 555.4133 | 0.69048 | 555.4133 | 0.29 | 560.1969 | 0.76071 | 555.4133 | 0.59568 | 555.4133 | 0.59139 | 555.4133 | 0.54335
| 555.6356 | 0.6903 | 555.6356 | 0.29 | 560.4242 | 0.76232 | 555.6356 | 0.59528 | 555.6356 | 0.58935 | 555.6356 | 0.54201
| 555.858 | 0.69673 | 555.858 | 0.29 | 560.6516 | 0.76212 | 555.858 | 0.59719 | 555.858 | 0.59161 | 555.858 | 0.53945
| 556.0804 | 0.69618 | 556.0804 | 0.29 | 560.8789 | 0.76312 | 556.0804 | 0.59361 | 556.0804 | 0.58768 | 556.0804 | 0.53766
| 556.3028 | 0.69746 | 556.3028 | 0.29 | 561.1063 | 0.76172 | 556.3028 | 0.59621 | 556.3028 | 0.58722 | 556.3028 | 0.53881
| 556.5252 | 0.6966 | 556.5252 | 0.29 | 561.3337 | 0.76172 | 556.5252 | 0.59274 | 556.5252 | 0.58803 | 556.5252 | 0.53807
| 556.7476 | 0.69586 | 556.7476 | 0.29 | 561.561 | 0.76252 | 556.7476 | 0.5938 | 556.7476 | 0.58821 | 556.7476 | 0.53573
| 556.97 | 0.69564 | 556.97 | 0.29 | 561.7884 | 0.76432 | 556.97 | 0.59035 | 556.97 | 0.58777 | 556.97 | 0.53336
| 557.1925 | 0.70385 | 557.1925 | 0.29 | 562.0158 | 0.76132 | 557.1925 | 0.59227 | 557.1925 | 0.58576 | 557.1925 | 0.53834
| 557.4149 | 0.69215 | 557.4149 | 0.29 | 562.2433 | 0.76152 | 557.4149 | 0.59035 | 557.4149 | 0.58699 | 557.4149 | 0.53388
| 557.6374 | 0.69816 | 557.6374 | 0.29 | 562.4707 | 0.75931 | 557.6374 | 0.59349 | 557.6374 | 0.58919 | 557.6374 | 0.53619
| 557.8599 | 0.70091 | 557.8599 | 0.29 | 562.6982 | 0.75891 | 557.8599 | 0.59098 | 557.8599 | 0.58701 | 557.8599 | 0.53159
| 558.0823 | 0.70301 | 558.0823 | 0.3 | 562.9256 | 0.75831 | 558.0823 | 0.59376 | 558.0823 | 0.58954 | 558.0823 | 0.53949
| 558.3049 | 0.70471 | 558.3049 | 0.29 | 563.1531 | 0.75811 | 558.3049 | 0.59202 | 558.3049 | 0.59141 | 558.3049 | 0.53467
| 558.5273 | 0.71081 | 558.5273 | 0.3 | 563.3806 | 0.75551 | 558.5273 | 0.59492 | 558.5273 | 0.59159 | 558.5273 | 0.53992
| 558.7499 | 0.71289 | 558.7499 | 0.3 | 563.6081 | 0.75491 | 558.7499 | 0.59412 | 558.7499 | 0.59216 | 558.7499 | 0.5358
| 558.9724 | 0.71923 | 558.9724 | 0.3 | 563.8356 | 0.7523 | 558.9724 | 0.59583 | 558.9724 | 0.59442 | 558.9724 | 0.53645
| 559.1949 | 0.71571 | 559.1949 | 0.3 | 564.0631 | 0.75411 | 559.1949 | 0.59484 | 559.1949 | 0.59204 | 559.1949 | 0.5352
| 559.4175 | 0.72357 | 559.4175 | 0.3 | 564.2906 | 0.7509 | 559.4175 | 0.59725 | 559.4175 | 0.59393 | 559.4175 | 0.5402
| 559.64 | 0.72124 | 559.64 | 0.3 | 564.5181 | 0.7519 | 559.64 | 0.59638 | 559.64 | 0.59629 | 559.64 | 0.5396
| 559.8625 | 0.71893 | 559.8625 | 0.3 | 564.7457 | 0.7503 | 559.8626 | 0.59885 | 559.8625 | 0.59992 | 559.8625 | 0.53839
| 560.0851 | 0.72465 | 560.0851 | 0.3 | 564.9733 | 0.7501 | 560.0851 | 0.59649 | 560.0851 | 0.59723 | 560.0851 | 0.54051
| 560.3077 | 0.73115 | 560.3077 | 0.3 | 565.2009 | 0.7477 | 560.3077 | 0.59836 | 560.3077 | 0.59769 | 560.3077 | 0.54195
| 560.5303 | 0.72654 | 560.5303 | 0.31 | 565.4284 | 0.7489 | 560.5303 | 0.59669 | 560.5303 | 0.59873 | 560.5303 | 0.53899
| 560.7529 | 0.73445 | 560.7529 | 0.3 | 565.6561 | 0.7469 | 560.7529 | 0.59883 | 560.7529 | 0.60266 | 560.7529 | 0.54473
| 560.9755 | 0.72885 | 560.9755 | 0.31 | 565.8837 | 0.7489 | 560.9755 | 0.59608 | 560.9755 | 0.59692 | 560.9755 | 0.53925
| 561.1982 | 0.73319 | 561.1982 | 0.31 | 566.1113 | 0.7449 | 561.1982 | 0.5981 | 561.1982 | 0.60185 | 561.1982 | 0.54075
| 561.4208 | 0.73115 | 561.4208 | 0.31 | 566.3389 | 0.7493 | 561.4208 | 0.59632 | 561.4208 | 0.59894 | 561.4208 | 0.53838
| 561.6434 | 0.7409 | 561.6434 | 0.31 | 566.5666 | 0.7477 | 561.6434 | 0.59894 | 561.6434 | 0.59812 | 561.6434 | 0.54436
| 561.8661 | 0.74155 | 561.8661 | 0.31 | 566.7943 | 0.7517 | 561.8661 | 0.59687 | 561.8661 | 0.60014 | 561.8661 | 0.53732
| 562.0887 | 0.74142 | 562.0887 | 0.31 | 567.0219 | 0.7491 | 562.0888 | 0.59869 | 562.0887 | 0.60128 | 562.0887 | 0.54271
| 562.3114 | 0.74259 | 562.3114 | 0.31 | 567.2496 | 0.7517 | 562.3114 | 0.59685 | 562.3114 | 0.5991 | 562.3114 | 0.53705
| 562.5341 | 0.74728 | 562.5341 | 0.31 | 567.4773 | 0.7483 | 562.5341 | 0.5983 | 562.5341 | 0.60414 | 562.5341 | 0.54153
| 562.7568 | 0.74595 | 562.7568 | 0.31 | 567.705 | 0.75471 | 562.7568 | 0.59585 | 562.7568 | 0.60053 | 562.7568 | 0.53947
| 562.9795 | 0.75169 | 562.9795 | 0.31 | 567.9328 | 0.7509 | 562.9795 | 0.59767 | 562.9795 | 0.59874 | 562.9795 | 0.5399
| 563.2022 | 0.74712 | 563.2022 | 0.31 | 568.1605 | 0.7509 | 563.2022 | 0.59523 | 563.2022 | 0.60014 | 563.2022 | 0.53898
| 563.425 | 0.75378 | 563.425 | 0.31 | 568.3882 | 0.7513 | 563.425 | 0.59647 | 563.425 | 0.59827 | 563.425 | 0.53926
| 563.6477 | 0.75395 | 563.6477 | 0.31 | 568.616 | 0.7489 | 563.6477 | 0.59458 | 563.6477 | 0.59597 | 563.6477 | 0.53607
| 563.8704 | 0.7558 | 563.8704 | 0.32 | 568.8438 | 0.7461 | 563.8704 | 0.59568 | 563.8704 | 0.5988 | 563.8704 | 0.53986
| 564.0932 | 0.75384 | 564.0932 | 0.31 | 569.0716 | 0.7489 | 564.0932 | 0.59325 | 564.0932 | 0.60041 | 564.0932 | 0.53709
| 564.316 | 0.75503 | 564.316 | 0.32 | 569.2993 | 0.74429 | 564.316 | 0.59431 | 564.316 | 0.60255 | 564.316 | 0.53784
| 564.5388 | 0.7572 | 564.5388 | 0.32 | 569.5272 | 0.7457 | 564.5388 | 0.59217 | 564.5388 | 0.59933 | 564.5388 | 0.53724
| 564.7615 | 0.76633 | 564.7615 | 0.32 | 569.755 | 0.74009 | 564.7615 | 0.59388 | 564.7615 | 0.60086 | 564.7615 | 0.53878
| 564.9843 | 0.76409 | 564.9843 | 0.32 | 569.9828 | 0.73969 | 564.9843 | 0.59169 | 564.9843 | 0.59758 | 564.9843 | 0.53628
| 565.2072 | 0.76958 | 565.2072 | 0.32 | 570.2106 | 0.73548 | 565.2071 | 0.59285 | 565.2072 | 0.59886 | 565.2072 | 0.53774
| 565.4299 | 0.76743 | 565.4299 | 0.32 | 570.4385 | 0.73348 | 565.4299 | 0.59239 | 565.4299 | 0.60111 | 565.4299 | 0.53634
| 565.6528 | 0.77384 | 565.6528 | 0.32 | 570.6664 | 0.72627 | 565.6528 | 0.59401 | 565.6528 | 0.60134 | 565.6528 | 0.54253
| 565.8756 | 0.77517 | 565.8756 | 0.32 | 570.8942 | 0.72567 | 565.8756 | 0.59174 | 565.8756 | 0.59607 | 565.8756 | 0.53969
| 566.0984 | 0.77541 | 566.0984 | 0.32 | 571.1221 | 0.72027 | 566.0984 | 0.5942 | 566.0984 | 0.60376 | 566.0984 | 0.54289
| 566.3214 | 0.77598 | 566.3214 | 0.32 | 571.35 | 0.72427 | 566.3214 | 0.59333 | 566.3214 | 0.60352 | 566.3214 | 0.53964
| 566.5442 | 0.78537 | 566.5442 | 0.33 | 571.5779 | 0.72127 | 566.5442 | 0.5967 | 566.5442 | 0.60481 | 566.5442 | 0.54209
| 566.7671 | 0.78731 | 566.7671 | 0.33 | 571.8059 | 0.72207 | 566.7671 | 0.59453 | 566.7671 | 0.60161 | 566.7671 | 0.54318
| 566.99 | 0.78899 | 566.99 | 0.33 | 572.0338 | 0.71987 | 566.99 | 0.59631 | 566.99 | 0.60533 | 566.99 | 0.54355
| 567.2129 | 0.79127 | 567.2129 | 0.33 | 572.2618 | 0.72087 | 567.2129 | 0.59513 | 567.2129 | 0.60456 | 567.2129 | 0.54526
| 567.4358 | 0.7947 | 567.4358 | 0.33 | 572.4897 | 0.71706 | 567.4358 | 0.59814 | 567.4358 | 0.60828 | 567.4358 | 0.5444
| 567.6587 | 0.79693 | 567.6587 | 0.33 | 572.7177 | 0.71746 | 567.6587 | 0.59545 | 567.6587 | 0.60426 | 567.6587 | 0.5451
| 567.8817 | 0.80441 | 567.8817 | 0.33 | 572.9457 | 0.71065 | 567.8817 | 0.5976 | 567.8817 | 0.60578 | 567.8817 | 0.54681
| 568.1046 | 0.79817 | 568.1046 | 0.33 | 573.1737 | 0.71005 | 568.1046 | 0.59499 | 568.1046 | 0.60414 | 568.1046 | 0.54617
| 568.3275 | 0.80575 | 568.3275 | 0.33 | 573.4017 | 0.70605 | 568.3275 | 0.59661 | 568.3275 | 0.60848 | 568.3275 | 0.54338
| 568.5505 | 0.80773 | 568.5505 | 0.34 | 573.6297 | 0.70725 | 568.5505 | 0.59388 | 568.5505 | 0.60373 | 568.5505 | 0.54511
| 568.7734 | 0.81077 | 568.7734 | 0.34 | 573.8578 | 0.70525 | 568.7734 | 0.59589 | 568.7734 | 0.60969 | 568.7734 | 0.54534
| 568.9964 | 0.81116 | 568.9964 | 0.34 | 574.0858 | 0.70665 | 568.9964 | 0.59327 | 568.9964 | 0.60394 | 568.9964 | 0.54322
| 569.2194 | 0.81592 | 569.2194 | 0.34 | 574.3139 | 0.70445 | 569.2194 | 0.59407 | 569.2194 | 0.60571 | 569.2194 | 0.54352
| 569.4424 | 0.81887 | 569.4424 | 0.34 | 574.5419 | 0.70325 | 569.4424 | 0.59163 | 569.4424 | 0.60727 | 569.4424 | 0.5424
| 569.6654 | 0.82236 | 569.6654 | 0.34 | 574.77 | 0.69964 | 569.6654 | 0.59314 | 569.6654 | 0.60603 | 569.6654 | 0.5436
| 569.8884 | 0.81792 | 569.8884 | 0.34 | 574.9981 | 0.69984 | 569.8884 | 0.58994 | 569.8884 | 0.6035 | 569.8884 | 0.54234
| 570.1115 | 0.81797 | 570.1115 | 0.34 | 575.2262 | 0.69944 | 570.1115 | 0.59134 | 570.1115 | 0.60389 | 570.1115 | 0.54185
| 570.3345 | 0.82032 | 570.3345 | 0.34 | 575.4543 | 0.70184 | 570.3345 | 0.58788 | 570.3345 | 0.60205 | 570.3345 | 0.54266
| 570.5576 | 0.82506 | 570.5576 | 0.34 | 575.6825 | 0.70024 | 570.5576 | 0.59003 | 570.5576 | 0.60294 | 570.5576 | 0.54153
| 570.7806 | 0.82541 | 570.7806 | 0.34 | 575.9106 | 0.70104 | 570.7806 | 0.58564 | 570.7806 | 0.59954 | 570.7806 | 0.53853
| 571.0037 | 0.82441 | 571.0037 | 0.34 | 576.1387 | 0.70004 | 571.0037 | 0.58703 | 571.0037 | 0.60491 | 571.0037 | 0.54095
| 571.2268 | 0.8259 | 571.2268 | 0.34 | 576.3669 | 0.70064 | 571.2268 | 0.58323 | 571.2268 | 0.5983 | 571.2268 | 0.54075
| 571.4499 | 0.83381 | 571.4499 | 0.34 | 576.5951 | 0.70164 | 571.4499 | 0.5849 | 571.4499 | 0.60072 | 571.4499 | 0.54037
| 571.673 | 0.82934 | 571.673 | 0.34 | 576.8233 | 0.70124 | 571.673 | 0.58198 | 571.673 | 0.59838 | 571.673 | 0.54085
| 571.8961 | 0.8327 | 571.8961 | 0.34 | 577.0515 | 0.69884 | 571.8961 | 0.58218 | 571.8961 | 0.60111 | 571.8961 | 0.53834
| 572.1192 | 0.83281 | 572.1192 | 0.34 | 577.2797 | 0.69964 | 572.1192 | 0.57987 | 572.1192 | 0.59562 | 572.1192 | 0.53917
| 572.3423 | 0.83707 | 572.3423 | 0.35 | 577.5079 | 0.69784 | 572.3424 | 0.58062 | 572.3423 | 0.59856 | 572.3423 | 0.53583
| 572.5655 | 0.83408 | 572.5655 | 0.34 | 577.7361 | 0.69764 | 572.5655 | 0.57731 | 572.5655 | 0.59426 | 572.5655 | 0.53579
| 572.7886 | 0.83186 | 572.7886 | 0.34 | 577.9644 | 0.69564 | 572.7886 | 0.5782 | 572.7886 | 0.59446 | 572.7886 | 0.53747
| 573.0118 | 0.83641 | 573.0118 | 0.34 | 578.1927 | 0.69464 | 573.0118 | 0.57497 | 573.0118 | 0.59406 | 573.0118 | 0.53399
| 573.235 | 0.84497 | 573.235 | 0.35 | 578.4209 | 0.69143 | 573.235 | 0.5746 | 573.235 | 0.59129 | 573.235 | 0.53429
| 573.4582 | 0.8415 | 573.4582 | 0.35 | 578.6492 | 0.68983 | 573.4582 | 0.57192 | 573.4582 | 0.58988 | 573.4582 | 0.53029
| 573.6813 | 0.84119 | 573.6813 | 0.34 | 578.8775 | 0.68783 | 573.6813 | 0.57239 | 573.6813 | 0.59218 | 573.6813 | 0.5344
| 573.9045 | 0.8403 | 573.9045 | 0.35 | 579.1058 | 0.68683 | 573.9045 | 0.56971 | 573.9045 | 0.58692 | 573.9045 | 0.53186
| 574.1278 | 0.84472 | 574.1278 | 0.35 | 579.3341 | 0.68723 | 574.1278 | 0.56996 | 574.1278 | 0.59117 | 574.1278 | 0.53181
| 574.351 | 0.84176 | 574.351 | 0.35 | 579.5625 | 0.68582 | 574.351 | 0.56691 | 574.351 | 0.58714 | 574.351 | 0.52657
| 574.5742 | 0.84781 | 574.5742 | 0.35 | 579.7908 | 0.68442 | 574.5742 | 0.56739 | 574.5742 | 0.58809 | 574.5742 | 0.52947
| 574.7975 | 0.85011 | 574.7975 | 0.35 | 580.0192 | 0.68162 | 574.7975 | 0.56481 | 574.7975 | 0.58285 | 574.7975 | 0.52615
| 575.0208 | 0.84352 | 575.0208 | 0.35 | 580.2475 | 0.68162 | 575.0208 | 0.56138 | 575.0208 | 0.58545 | 575.0208 | 0.52272
| 575.244 | 0.85106 | 575.244 | 0.35 | 580.4759 | 0.68082 | 575.244 | 0.56269 | 575.244 | 0.58242 | 575.244 | 0.52404
| 575.4673 | 0.84876 | 575.4673 | 0.35 | 580.7043 | 0.68002 | 575.4673 | 0.55982 | 575.4673 | 0.58066 | 575.4673 | 0.52361
| 575.6906 | 0.85108 | 575.6906 | 0.35 | 580.9327 | 0.67842 | 575.6906 | 0.56111 | 575.6906 | 0.57978 | 575.6906 | 0.52552
| 575.9138 | 0.85137 | 575.9138 | 0.35 | 581.1611 | 0.67661 | 575.9138 | 0.55832 | 575.9138 | 0.57981 | 575.9138 | 0.51985
| 576.1371 | 0.85841 | 576.1371 | 0.35 | 581.3895 | 0.67601 | 576.1372 | 0.55998 | 576.1371 | 0.58299 | 576.1371 | 0.52118
| 576.3605 | 0.85874 | 576.3605 | 0.35 | 581.618 | 0.67541 | 576.3605 | 0.55788 | 576.3605 | 0.58072 | 576.3605 | 0.51965
| 576.5838 | 0.86095 | 576.5838 | 0.35 | 581.8464 | 0.67541 | 576.5838 | 0.55802 | 576.5838 | 0.57926 | 576.5838 | 0.52165
| 576.8071 | 0.86075 | 576.8071 | 0.35 | 582.0749 | 0.67561 | 576.8071 | 0.55531 | 576.8071 | 0.57802 | 576.8071 | 0.51885
| 577.0305 | 0.86914 | 577.0305 | 0.35 | 582.3033 | 0.67541 | 577.0305 | 0.55678 | 577.0305 | 0.57822 | 577.0305 | 0.52114
| 577.2538 | 0.86204 | 577.2538 | 0.35 | 582.5318 | 0.67361 | 577.2539 | 0.55326 | 577.2538 | 0.57657 | 577.2538 | 0.51712
| 577.4772 | 0.86483 | 577.4772 | 0.35 | 582.7603 | 0.67321 | 577.4772 | 0.55438 | 577.4772 | 0.57732 | 577.4772 | 0.51674
| 577.7006 | 0.86355 | 577.7006 | 0.35 | 582.9888 | 0.67361 | 577.7006 | 0.55192 | 577.7006 | 0.57385 | 577.7006 | 0.51422
| 577.924 | 0.86405 | 577.924 | 0.36 | 583.2173 | 0.67381 | 577.9239 | 0.55271 | 577.924 | 0.57347 | 577.924 | 0.5154
| 578.1473 | 0.864 | 578.1473 | 0.36 | 583.4459 | 0.67401 | 578.1473 | 0.55063 | 578.1473 | 0.5728 | 578.1473 | 0.51283
| 578.3707 | 0.86513 | 578.3707 | 0.36 | 583.6744 | 0.67521 | 578.3707 | 0.55175 | 578.3707 | 0.57518 | 578.3707 | 0.51723
| 578.5942 | 0.8652 | 578.5942 | 0.35 | 583.903 | 0.67481 | 578.5942 | 0.54831 | 578.5942 | 0.56886 | 578.5942 | 0.50956
| 578.8176 | 0.8673 | 578.8176 | 0.36 | 584.1315 | 0.67741 | 578.8176 | 0.54884 | 578.8176 | 0.57313 | 578.8176 | 0.51294
| 579.041 | 0.86934 | 579.041 | 0.35 | 584.3601 | 0.67681 | 579.041 | 0.54504 | 579.041 | 0.57323 | 579.041 | 0.50935
| 579.2645 | 0.87255 | 579.2645 | 0.36 | 584.5887 | 0.67862 | 579.2645 | 0.54683 | 579.2645 | 0.57162 | 579.2645 | 0.5103
| 579.4879 | 0.86526 | 579.4879 | 0.35 | 584.8173 | 0.68022 | 579.4879 | 0.54299 | 579.4879 | 0.56672 | 579.4879 | 0.5067
| 579.7114 | 0.86904 | 579.7114 | 0.35 | 585.0459 | 0.68262 | 579.7114 | 0.54368 | 579.7114 | 0.56648 | 579.7114 | 0.50561
| 579.9349 | 0.87246 | 579.9349 | 0.35 | 585.2745 | 0.68182 | 579.9349 | 0.54097 | 579.9349 | 0.56305 | 579.9349 | 0.50457
| 580.1583 | 0.87375 | 580.1583 | 0.36 | 585.5032 | 0.68202 | 580.1583 | 0.54139 | 580.1583 | 0.5677 | 580.1583 | 0.50243
| 580.3818 | 0.86976 | 580.3818 | 0.36 | 585.7318 | 0.68082 | 580.3818 | 0.53819 | 580.3818 | 0.56153 | 580.3818 | 0.50274
| 580.6053 | 0.87325 | 580.6053 | 0.36 | 585.9605 | 0.68202 | 580.6054 | 0.53844 | 580.6053 | 0.56458 | 580.6053 | 0.50078
| 580.8289 | 0.86949 | 580.8289 | 0.36 | 586.1891 | 0.67942 | 580.8289 | 0.53503 | 580.8289 | 0.55768 | 580.8289 | 0.49676
| 581.0524 | 0.87468 | 581.0524 | 0.36 | 586.4178 | 0.67801 | 581.0524 | 0.53687 | 581.0524 | 0.56394 | 581.0524 | 0.49937
| 581.2759 | 0.87311 | 581.2759 | 0.36 | 586.6465 | 0.67581 | 581.2759 | 0.53335 | 581.2759 | 0.5542 | 581.2759 | 0.49532
| 581.4995 | 0.8745 | 581.4995 | 0.36 | 586.8752 | 0.67641 | 581.4995 | 0.53448 | 581.4995 | 0.56046 | 581.4995 | 0.49907
| 581.723 | 0.87992 | 581.723 | 0.36 | 587.1039 | 0.67461 | 581.723 | 0.53126 | 581.723 | 0.55885 | 581.723 | 0.49023
| 581.9466 | 0.88379 | 581.9466 | 0.36 | 587.3327 | 0.67481 | 581.9466 | 0.53234 | 581.9466 | 0.55671 | 581.9466 | 0.49373
| 582.1702 | 0.87903 | 582.1702 | 0.36 | 587.5614 | 0.67341 | 582.1702 | 0.52968 | 582.1702 | 0.55446 | 582.1702 | 0.49352
| 582.3937 | 0.88386 | 582.3937 | 0.36 | 587.7902 | 0.67501 | 582.3937 | 0.53165 | 582.3937 | 0.55882 | 582.3937 | 0.49266
| 582.6173 | 0.88108 | 582.6173 | 0.36 | 588.0189 | 0.67281 | 582.6173 | 0.52888 | 582.6173 | 0.55609 | 582.6173 | 0.4878
| 582.8409 | 0.88401 | 582.8409 | 0.36 | 588.2477 | 0.67341 | 582.8409 | 0.53118 | 582.8409 | 0.55641 | 582.8409 | 0.49035
| 583.0646 | 0.88546 | 583.0646 | 0.36 | 588.4765 | 0.67121 | 583.0646 | 0.52868 | 583.0646 | 0.55502 | 583.0646 | 0.48683
| 583.2882 | 0.88967 | 583.2882 | 0.36 | 588.7053 | 0.67401 | 583.2882 | 0.52917 | 583.2882 | 0.55636 | 583.2882 | 0.49191
| 583.5118 | 0.8868 | 583.5118 | 0.36 | 588.9341 | 0.67281 | 583.5118 | 0.52661 | 583.5118 | 0.5511 | 583.5118 | 0.48712
| 583.7355 | 0.89842 | 583.7355 | 0.36 | 589.1629 | 0.67481 | 583.7355 | 0.52815 | 583.7355 | 0.55828 | 583.7355 | 0.48707
| 583.9591 | 0.89346 | 583.9591 | 0.36 | 589.3918 | 0.67341 | 583.9591 | 0.52593 | 583.9591 | 0.5532 | 583.9591 | 0.48542
| 584.1828 | 0.89537 | 584.1828 | 0.36 | 589.6206 | 0.67561 | 584.1828 | 0.52759 | 584.1828 | 0.55284 | 584.1828 | 0.48955
| 584.4064 | 0.8965 | 584.4064 | 0.37 | 589.8495 | 0.67461 | 584.4064 | 0.52509 | 584.4064 | 0.55356 | 584.4064 | 0.48512
| 584.6301 | 0.89576 | 584.6301 | 0.37 | 590.0783 | 0.67641 | 584.6301 | 0.52518 | 584.6301 | 0.55125 | 584.6301 | 0.48576
| 584.8538 | 0.90122 | 584.8538 | 0.36 | 590.3072 | 0.67721 | 584.8538 | 0.52282 | 584.8538 | 0.55052 | 584.8538 | 0.48428
| 585.0775 | 0.89804 | 585.0775 | 0.37 | 590.5361 | 0.67902 | 585.0775 | 0.52371 | 585.0775 | 0.55117 | 585.0775 | 0.48496
| 585.3013 | 0.89337 | 585.3013 | 0.37 | 590.765 | 0.67842 | 585.3013 | 0.52036 | 585.3013 | 0.54847 | 585.3013 | 0.48049
| 585.525 | 0.90458 | 585.525 | 0.37 | 590.9939 | 0.67942 | 585.525 | 0.52158 | 585.525 | 0.55008 | 585.525 | 0.48166
| 585.7487 | 0.89727 | 585.7487 | 0.37 | 591.2228 | 0.67661 | 585.7487 | 0.51887 | 585.7487 | 0.54877 | 585.7487 | 0.47865
| 585.9725 | 0.90847 | 585.9725 | 0.37 | 591.4518 | 0.67781 | 585.9725 | 0.51958 | 585.9725 | 0.55111 | 585.9725 | 0.4799
| 586.1962 | 0.9059 | 586.1962 | 0.37 | 591.6807 | 0.67521 | 586.1962 | 0.51697 | 586.1962 | 0.54628 | 586.1962 | 0.47965
| 586.42 | 0.9091 | 586.42 | 0.37 | 591.9097 | 0.67701 | 586.42 | 0.51796 | 586.42 | 0.54449 | 586.42 | 0.47872
| 586.6437 | 0.8995 | 586.6437 | 0.37 | 592.1386 | 0.67461 | 586.6437 | 0.51498 | 586.6437 | 0.54292 | 586.6437 | 0.47352
| 586.8676 | 0.91419 | 586.8676 | 0.37 | 592.3676 | 0.67601 | 586.8676 | 0.51635 | 586.8676 | 0.54666 | 586.8676 | 0.47609
| 587.0913 | 0.90519 | 587.0913 | 0.37 | 592.5966 | 0.67401 | 587.0913 | 0.51274 | 587.0913 | 0.54438 | 587.0913 | 0.47269
| 587.3151 | 0.9148 | 587.3151 | 0.37 | 592.8256 | 0.67421 | 587.3151 | 0.51436 | 587.3151 | 0.54342 | 587.3151 | 0.47577
| 587.5389 | 0.90553 | 587.5389 | 0.37 | 593.0547 | 0.67021 | 587.5389 | 0.51126 | 587.5389 | 0.54274 | 587.5389 | 0.47286
| 587.7628 | 0.91406 | 587.7628 | 0.37 | 593.2837 | 0.67121 | 587.7628 | 0.51208 | 587.7628 | 0.54259 | 587.7628 | 0.47335
| 587.9866 | 0.91593 | 587.9866 | 0.37 | 593.5127 | 0.663 | 587.9866 | 0.50892 | 587.9866 | 0.54056 | 587.9866 | 0.46895
| 588.2104 | 0.91543 | 588.2104 | 0.37 | 593.7418 | 0.6678 | 588.2105 | 0.51078 | 588.2104 | 0.5416 | 588.2104 | 0.47012
| 588.4343 | 0.91707 | 588.4343 | 0.37 | 593.9708 | 0.665 | 588.4343 | 0.50724 | 588.4343 | 0.54036 | 588.4343 | 0.46653
| 588.6581 | 0.92151 | 588.6581 | 0.38 | 594.1999 | 0.6642 | 588.6581 | 0.50829 | 588.6581 | 0.54213 | 588.6581 | 0.46833
| 588.882 | 0.92527 | 588.882 | 0.37 | 594.429 | 0.6628 | 588.882 | 0.50534 | 588.882 | 0.5354 | 588.882 | 0.46375
| 589.106 | 0.91721 | 589.106 | 0.38 | 594.6581 | 0.6628 | 589.106 | 0.50598 | 589.106 | 0.53821 | 589.106 | 0.46553
| 589.3298 | 0.91934 | 589.3298 | 0.37 | 594.8872 | 0.65999 | 589.3298 | 0.50357 | 589.3298 | 0.53287 | 589.3298 | 0.46376
| 589.5537 | 0.9254 | 589.5537 | 0.38 | 595.1163 | 0.6634 | 589.5537 | 0.50506 | 589.5537 | 0.53666 | 589.5537 | 0.46423
| 589.7776 | 0.92738 | 589.7776 | 0.38 | 595.3455 | 0.66079 | 589.7776 | 0.50247 | 589.7776 | 0.53547 | 589.7776 | 0.46293
| 590.0016 | 0.92812 | 590.0016 | 0.38 | 595.5746 | 0.6618 | 590.0016 | 0.50323 | 590.0016 | 0.5352 | 590.0016 | 0.46793
| 590.2255 | 0.92125 | 590.2255 | 0.38 | 595.8038 | 0.6618 | 590.2255 | 0.49978 | 590.2255 | 0.53235 | 590.2255 | 0.46297
| 590.4495 | 0.93595 | 590.4495 | 0.38 | 596.0329 | 0.664 | 590.4495 | 0.49997 | 590.4495 | 0.53478 | 590.4495 | 0.45852
| 590.6734 | 0.9282 | 590.6734 | 0.38 | 596.2621 | 0.6618 | 590.6734 | 0.4966 | 590.6734 | 0.52789 | 590.6734 | 0.45553
| 590.8973 | 0.93276 | 590.8973 | 0.38 | 596.4913 | 0.6642 | 590.8973 | 0.4962 | 590.8973 | 0.5308 | 590.8973 | 0.45822
| 591.1213 | 0.9275 | 591.1213 | 0.38 | 596.7205 | 0.6636 | 591.1213 | 0.4935 | 591.1213 | 0.53014 | 591.1213 | 0.45602
| 591.3453 | 0.93311 | 591.3453 | 0.38 | 596.9497 | 0.665 | 591.3453 | 0.49385 | 591.3453 | 0.52986 | 591.3453 | 0.45802
| 591.5693 | 0.93243 | 591.5693 | 0.38 | 597.179 | 0.6634 | 591.5693 | 0.4915 | 591.5693 | 0.52932 | 591.5693 | 0.45402
| 591.7933 | 0.94243 | 591.7933 | 0.38 | 597.4082 | 0.6654 | 591.7933 | 0.49352 | 591.7933 | 0.53237 | 591.7933 | 0.45575
| 592.0173 | 0.93766 | 592.0173 | 0.38 | 597.6374 | 0.6648 | 592.0173 | 0.48957 | 592.0173 | 0.52594 | 592.0173 | 0.45038
| 592.2413 | 0.94172 | 592.2413 | 0.38 | 597.8667 | 0.6656 | 592.2413 | 0.49176 | 592.2413 | 0.5252 | 592.2413 | 0.45261
| 592.4654 | 0.93813 | 592.4654 | 0.38 | 598.096 | 0.6656 | 592.4654 | 0.48845 | 592.4654 | 0.52539 | 592.4654 | 0.45359
| 592.6894 | 0.94765 | 592.6894 | 0.38 | 598.3253 | 0.666 | 592.6894 | 0.48993 | 592.6894 | 0.52396 | 592.6894 | 0.45213
| 592.9135 | 0.93921 | 592.9135 | 0.38 | 598.5545 | 0.6626 | 592.9135 | 0.48626 | 592.9135 | 0.52272 | 592.9135 | 0.44903
| 593.1375 | 0.94931 | 593.1375 | 0.38 | 598.7839 | 0.664 | 593.1375 | 0.48752 | 593.1375 | 0.52552 | 593.1375 | 0.45185
| 593.3616 | 0.94478 | 593.3616 | 0.38 | 599.0132 | 0.6622 | 593.3616 | 0.48394 | 593.3616 | 0.52128 | 593.3616 | 0.44936
| 593.5857 | 0.94867 | 593.5857 | 0.38 | 599.2425 | 0.6628 | 593.5857 | 0.48573 | 593.5857 | 0.5209 | 593.5857 | 0.45318
| 593.8098 | 0.94933 | 593.8098 | 0.38 | 599.4719 | 0.66119 | 593.8098 | 0.48303 | 593.8098 | 0.51873 | 593.8098 | 0.44646
| 594.0339 | 0.95729 | 594.0339 | 0.38 | 599.7012 | 0.66159 | 594.0339 | 0.48348 | 594.0339 | 0.52216 | 594.0339 | 0.45043
| 594.258 | 0.95427 | 594.258 | 0.38 | 599.9306 | 0.66059 | 594.258 | 0.48041 | 594.258 | 0.518 | 594.258 | 0.44831
| 594.4821 | 0.95977 | 594.4821 | 0.38 | 600.1599 | 0.66139 | 594.4821 | 0.4817 | 594.4821 | 0.51908 | 594.4821 | 0.44821
| 594.7062 | 0.95719 | 594.7062 | 0.38 | 600.3893 | 0.65919 | 594.7062 | 0.47927 | 594.7062 | 0.51618 | 594.7062 | 0.44501
| 594.9304 | 0.96652 | 594.9304 | 0.38 | 600.6187 | 0.66099 | 594.9304 | 0.48069 | 594.9304 | 0.51867 | 594.9304 | 0.44476
| 595.1545 | 0.95891 | 595.1545 | 0.38 | 600.8481 | 0.65899 | 595.1545 | 0.47813 | 595.1545 | 0.51678 | 595.1545 | 0.44533
| 595.3787 | 0.96533 | 595.3787 | 0.38 | 601.0775 | 0.65839 | 595.3787 | 0.47886 | 595.3787 | 0.51753 | 595.3787 | 0.44633
| 595.6028 | 0.96016 | 595.6028 | 0.38 | 601.307 | 0.65739 | 595.6028 | 0.47645 | 595.6028 | 0.51607 | 595.6028 | 0.44189
| 595.827 | 0.96576 | 595.827 | 0.38 | 601.5364 | 0.65719 | 595.827 | 0.47697 | 595.827 | 0.51397 | 595.827 | 0.445
| 596.0512 | 0.96201 | 596.0512 | 0.38 | 601.7659 | 0.65739 | 596.0512 | 0.47445 | 596.0512 | 0.51263 | 596.0512 | 0.44172
| 596.2755 | 0.9757 | 596.2755 | 0.38 | 601.9953 | 0.65879 | 596.2754 | 0.47446 | 596.2755 | 0.51029 | 596.2755 | 0.44222
| 596.4996 | 0.96757 | 596.4996 | 0.38 | 602.2248 | 0.65999 | 596.4996 | 0.47194 | 596.4996 | 0.50851 | 596.4996 | 0.44072
| 596.7239 | 0.97613 | 596.7239 | 0.38 | 602.4543 | 0.6618 | 596.7239 | 0.47437 | 596.7239 | 0.51258 | 596.7239 | 0.44063
| 596.9481 | 0.9796 | 596.9481 | 0.38 | 602.6838 | 0.662 | 596.9481 | 0.47076 | 596.9481 | 0.50804 | 596.9481 | 0.44134
| 597.1723 | 0.97598 | 597.1723 | 0.39 | 602.9133 | 0.6632 | 597.1723 | 0.46999 | 597.1723 | 0.50659 | 597.1723 | 0.43933
| 597.3965 | 0.97396 | 597.3965 | 0.38 | 603.1428 | 0.6636 | 597.3966 | 0.46746 | 597.3965 | 0.50337 | 597.3965 | 0.43761
| 597.6208 | 0.98084 | 597.6208 | 0.38 | 603.3724 | 0.6644 | 597.6209 | 0.46742 | 597.6208 | 0.50757 | 597.6208 | 0.43673
| 597.8451 | 0.98043 | 597.8451 | 0.38 | 603.6019 | 0.6644 | 597.8451 | 0.46485 | 597.8451 | 0.50411 | 597.8451 | 0.43472
| 598.0694 | 0.97969 | 598.0694 | 0.38 | 603.8315 | 0.6648 | 598.0694 | 0.46522 | 598.0694 | 0.50025 | 598.0694 | 0.43667
| 598.2936 | 0.98029 | 598.2936 | 0.38 | 604.0611 | 0.6654 | 598.2936 | 0.46259 | 598.2936 | 0.50142 | 598.2936 | 0.43351
| 598.5179 | 0.98584 | 598.5179 | 0.39 | 604.2906 | 0.6656 | 598.5179 | 0.46286 | 598.5179 | 0.50149 | 598.5179 | 0.43558
| 598.7422 | 0.98307 | 598.7422 | 0.38 | 604.5202 | 0.6642 | 598.7423 | 0.46084 | 598.7422 | 0.50029 | 598.7422 | 0.43338
| 598.9666 | 0.98067 | 598.9666 | 0.38 | 604.7498 | 0.663 | 598.9666 | 0.46081 | 598.9666 | 0.49835 | 598.9666 | 0.4317
| 599.1909 | 0.97864 | 599.1909 | 0.38 | 604.9794 | 0.6628 | 599.1909 | 0.45793 | 599.1909 | 0.49724 | 599.1909 | 0.43116
| 599.4153 | 0.98323 | 599.4153 | 0.38 | 605.2091 | 0.66179 | 599.4153 | 0.45788 | 599.4153 | 0.49637 | 599.4153 | 0.42871
| 599.6396 | 0.97975 | 599.6396 | 0.38 | 605.4387 | 0.662 | 599.6396 | 0.45539 | 599.6396 | 0.48856 | 599.6396 | 0.43022
| 599.864 | 0.98685 | 599.864 | 0.38 | 605.6684 | 0.66179 | 599.864 | 0.4562 | 599.864 | 0.49153 | 599.864 | 0.42994
| 600.0883 | 0.98921 | 600.0883 | 0.38 | 605.898 | 0.66159 | 600.0883 | 0.45275 | 600.0883 | 0.49317 | 600.0883 | 0.42456
| 600.3127 | 0.9901 | 600.3127 | 0.38 | 606.1277 | 0.66099 | 600.3127 | 0.45358 | 600.3127 | 0.49076 | 600.3127 | 0.42523
| 600.5371 | 0.98567 | 600.5371 | 0.38 | 606.3574 | 0.66119 | 600.5371 | 0.44997 | 600.5371 | 0.49113 | 600.5371 | 0.42316
| 600.7615 | 0.99111 | 600.7615 | 0.38 | 606.587 | 0.66039 | 600.7615 | 0.45067 | 600.7615 | 0.48846 | 600.7615 | 0.42265
| 600.9859 | 0.98286 | 600.9859 | 0.38 | 606.8167 | 0.66039 | 600.9859 | 0.44821 | 600.9859 | 0.48829 | 600.9859 | 0.42244
| 601.2103 | 0.98879 | 601.2103 | 0.38 | 607.0465 | 0.65899 | 601.2103 | 0.44785 | 601.2103 | 0.48429 | 601.2103 | 0.42172
| 601.4348 | 0.98858 | 601.4348 | 0.38 | 607.2762 | 0.65939 | 601.4348 | 0.44464 | 601.4348 | 0.48427 | 601.4348 | 0.42148
| 601.6592 | 0.99589 | 601.6592 | 0.38 | 607.5059 | 0.65859 | 601.6592 | 0.4448 | 601.6592 | 0.48159 | 601.6592 | 0.42152
| 601.8836 | 0.98723 | 601.8836 | 0.38 | 607.7357 | 0.66019 | 601.8836 | 0.44196 | 601.8836 | 0.48252 | 601.8836 | 0.41784
| 602.1081 | 0.99507 | 602.1081 | 0.38 | 607.9655 | 0.65999 | 602.1081 | 0.44331 | 602.1081 | 0.47968 | 602.1081 | 0.41961
| 602.3325 | 0.98783 | 602.3325 | 0.38 | 608.1952 | 0.66139 | 602.3325 | 0.43978 | 602.3325 | 0.47626 | 602.3325 | 0.41708
| 602.557 | 0.99076 | 602.557 | 0.38 | 608.425 | 0.66139 | 602.557 | 0.4393 | 602.557 | 0.47947 | 602.557 | 0.41631
| 602.7815 | 0.98903 | 602.7815 | 0.38 | 608.6548 | 0.663 | 602.7815 | 0.43677 | 602.7815 | 0.47691 | 602.7815 | 0.41358
| 603.006 | 0.99213 | 603.006 | 0.38 | 608.8846 | 0.65979 | 603.006 | 0.43672 | 603.006 | 0.47372 | 603.006 | 0.41417
| 603.2305 | 0.9917 | 603.2305 | 0.38 | 609.1144 | 0.66019 | 603.2305 | 0.43371 | 603.2305 | 0.47074 | 603.2305 | 0.40965
| 603.455 | 0.99326 | 603.455 | 0.38 | 609.3442 | 0.65819 | 603.455 | 0.43389 | 603.455 | 0.47225 | 603.455 | 0.4106
| 603.6795 | 0.99039 | 603.6795 | 0.37 | 609.5741 | 0.65839 | 603.6795 | 0.43102 | 603.6795 | 0.46926 | 603.6795 | 0.40633
| 603.9041 | 0.99362 | 603.9041 | 0.38 | 609.8039 | 0.65719 | 603.904 | 0.43089 | 603.9041 | 0.47024 | 603.9041 | 0.40795
| 604.1286 | 0.98868 | 604.1286 | 0.38 | 610.0338 | 0.65919 | 604.1286 | 0.42806 | 604.1286 | 0.46699 | 604.1286 | 0.40487
| 604.3531 | 0.99254 | 604.3531 | 0.38 | 610.2637 | 0.65699 | 604.3532 | 0.42843 | 604.3531 | 0.46802 | 604.3531 | 0.40578
| 604.5777 | 0.98971 | 604.5777 | 0.37 | 610.4936 | 0.65879 | 604.5777 | 0.42552 | 604.5777 | 0.4662 | 604.5777 | 0.40155
| 604.8023 | 0.99411 | 604.8023 | 0.38 | 610.7235 | 0.65759 | 604.8023 | 0.42624 | 604.8023 | 0.46525 | 604.8023 | 0.40192
| 605.0269 | 0.992 | 605.0269 | 0.38 | 610.9534 | 0.65899 | 605.0269 | 0.42274 | 605.0269 | 0.46237 | 605.0269 | 0.39965
| 605.2515 | 0.99008 | 605.2515 | 0.37 | 611.1833 | 0.65679 | 605.2515 | 0.42337 | 605.2515 | 0.46218 | 605.2515 | 0.39975
| 605.4761 | 0.98869 | 605.4761 | 0.38 | 611.4132 | 0.65599 | 605.4761 | 0.42092 | 605.4761 | 0.45986 | 605.4761 | 0.39937
| 605.7007 | 0.99359 | 605.7007 | 0.38 | 611.6431 | 0.65338 | 605.7007 | 0.42143 | 605.7007 | 0.46067 | 605.7007 | 0.39749
| 605.9253 | 0.99114 | 605.9253 | 0.38 | 611.8731 | 0.65379 | 605.9253 | 0.41836 | 605.9253 | 0.45927 | 605.9253 | 0.39315
| 606.1499 | 0.99247 | 606.1499 | 0.37 | 612.1031 | 0.65178 | 606.1499 | 0.41871 | 606.1499 | 0.45698 | 606.1499 | 0.39768
| 606.3746 | 0.98787 | 606.3746 | 0.37 | 612.333 | 0.65459 | 606.3746 | 0.41624 | 606.3746 | 0.45721 | 606.3746 | 0.39491
| 606.5992 | 1 | 606.5992 | 0.37 | 612.563 | 0.65318 | 606.5992 | 0.41609 | 606.5992 | 0.45613 | 606.5992 | 0.39472
| 606.8239 | 0.99009 | 606.8239 | 0.37 | 612.793 | 0.65479 | 606.8238 | 0.41363 | 606.8239 | 0.45187 | 606.8239 | 0.39001
| 607.0485 | 0.98921 | 607.0485 | 0.37 | 613.023 | 0.65379 | 607.0485 | 0.41364 | 607.0485 | 0.45068 | 607.0485 | 0.39084
| 607.2733 | 0.98447 | 607.2733 | 0.37 | 613.2531 | 0.65539 | 607.2732 | 0.41011 | 607.2733 | 0.45093 | 607.2733 | 0.38688
| 607.4979 | 0.99054 | 607.4979 | 0.37 | 613.4831 | 0.65379 | 607.4979 | 0.41124 | 607.4979 | 0.45004 | 607.4979 | 0.38861
| 607.7226 | 0.98933 | 607.7226 | 0.37 | 613.7131 | 0.65379 | 607.7226 | 0.40857 | 607.7226 | 0.4474 | 607.7226 | 0.38835
| 607.9473 | 0.99119 | 607.9473 | 0.37 | 613.9432 | 0.64938 | 607.9473 | 0.40851 | 607.9473 | 0.44866 | 607.9473 | 0.38817
| 608.1721 | 0.98699 | 608.1721 | 0.37 | 614.1733 | 0.65078 | 608.1721 | 0.40588 | 608.1721 | 0.44731 | 608.1721 | 0.38401
| 608.3968 | 0.9894 | 608.3968 | 0.37 | 614.4033 | 0.64958 | 608.3968 | 0.40561 | 608.3968 | 0.4444 | 608.3968 | 0.38633
| 608.6215 | 0.98553 | 608.6215 | 0.37 | 614.6334 | 0.65078 | 608.6215 | 0.40279 | 608.6215 | 0.44182 | 608.6215 | 0.37988
| 608.8463 | 0.98352 | 608.8463 | 0.37 | 614.8635 | 0.64718 | 608.8463 | 0.40245 | 608.8463 | 0.44219 | 608.8463 | 0.38345
| 609.071 | 0.98542 | 609.071 | 0.37 | 615.0936 | 0.65038 | 609.071 | 0.39993 | 609.071 | 0.43679 | 609.071 | 0.37558
| 609.2958 | 0.98424 | 609.2958 | 0.37 | 615.3237 | 0.64798 | 609.2958 | 0.39943 | 609.2958 | 0.43756 | 609.2958 | 0.37938
| 609.5206 | 0.97533 | 609.5206 | 0.36 | 615.5539 | 0.64898 | 609.5206 | 0.39684 | 609.5206 | 0.4354 | 609.5206 | 0.37476
| 609.7454 | 0.98449 | 609.7454 | 0.37 | 615.784 | 0.64598 | 609.7454 | 0.39682 | 609.7454 | 0.43715 | 609.7454 | 0.37553
| 609.9702 | 0.98276 | 609.9702 | 0.36 | 616.0142 | 0.64818 | 609.9701 | 0.39391 | 609.9702 | 0.43384 | 609.9702 | 0.37095
| 610.1949 | 0.98548 | 610.1949 | 0.36 | 616.2443 | 0.64538 | 610.1949 | 0.39428 | 610.1949 | 0.43292 | 610.1949 | 0.3747
| 610.4197 | 0.97612 | 610.4197 | 0.36 | 616.4745 | 0.64678 | 610.4197 | 0.39073 | 610.4197 | 0.42869 | 610.4197 | 0.37115
| 610.6446 | 0.97766 | 610.6446 | 0.36 | 616.7047 | 0.64337 | 610.6446 | 0.39108 | 610.6446 | 0.4303 | 610.6446 | 0.37154
| 610.8694 | 0.97168 | 610.8694 | 0.36 | 616.9349 | 0.64517 | 610.8694 | 0.38785 | 610.8694 | 0.42801 | 610.8694 | 0.36807
| 611.0942 | 0.97854 | 611.0942 | 0.36 | 617.1651 | 0.64377 | 611.0942 | 0.38819 | 611.0942 | 0.42557 | 611.0942 | 0.36891
| 611.3191 | 0.9643 | 611.3191 | 0.36 | 617.3953 | 0.64598 | 611.3191 | 0.38453 | 611.3191 | 0.42509 | 611.3191 | 0.36385
| 611.5439 | 0.97371 | 611.5439 | 0.36 | 617.6255 | 0.64297 | 611.5439 | 0.38537 | 611.5439 | 0.42464 | 611.5439 | 0.36408
| 611.7689 | 0.96904 | 611.7689 | 0.36 | 617.8558 | 0.64317 | 611.7689 | 0.38243 | 611.7689 | 0.4215 | 611.7689 | 0.36242
| 611.9937 | 0.97946 | 611.9937 | 0.36 | 618.0861 | 0.64137 | 611.9937 | 0.38239 | 611.9937 | 0.4203 | 611.9937 | 0.36223
| 612.2186 | 0.96912 | 612.2186 | 0.35 | 618.3163 | 0.64197 | 612.2186 | 0.37934 | 612.2186 | 0.41815 | 612.2186 | 0.35839
| 612.4435 | 0.9724 | 612.4435 | 0.35 | 618.5466 | 0.63957 | 612.4435 | 0.37945 | 612.4435 | 0.41533 | 612.4435 | 0.35947
| 612.6685 | 0.96437 | 612.6685 | 0.35 | 618.7769 | 0.64117 | 612.6685 | 0.37662 | 612.6685 | 0.41383 | 612.6685 | 0.3543
| 612.8934 | 0.9728 | 612.8934 | 0.35 | 619.0072 | 0.63857 | 612.8934 | 0.37698 | 612.8934 | 0.41536 | 612.8934 | 0.35527
| 613.1183 | 0.96318 | 613.1183 | 0.35 | 619.2375 | 0.64057 | 613.1183 | 0.37338 | 613.1183 | 0.41122 | 613.1183 | 0.35224
| 613.3432 | 0.96266 | 613.3432 | 0.35 | 619.4678 | 0.63837 | 613.3432 | 0.37365 | 613.3432 | 0.41096 | 613.3432 | 0.351
| 613.5682 | 0.95837 | 613.5682 | 0.35 | 619.6981 | 0.63937 | 613.5682 | 0.37115 | 613.5682 | 0.4063 | 613.5682 | 0.35095
| 613.7932 | 0.96045 | 613.7932 | 0.35 | 619.9285 | 0.63897 | 613.7931 | 0.37074 | 613.7932 | 0.4094 | 613.7932 | 0.35115
| 614.0181 | 0.95288 | 614.0181 | 0.35 | 620.1588 | 0.64157 | 614.0181 | 0.36784 | 614.0181 | 0.40526 | 614.0181 | 0.3461
| 614.2431 | 0.96033 | 614.2431 | 0.35 | 620.3892 | 0.64037 | 614.2431 | 0.36768 | 614.2431 | 0.40587 | 614.2431 | 0.35013
| 614.4681 | 0.95593 | 614.4681 | 0.35 | 620.6196 | 0.64017 | 614.4681 | 0.36467 | 614.4681 | 0.40363 | 614.4681 | 0.34347
| 614.6931 | 0.95289 | 614.6931 | 0.35 | 620.85 | 0.63877 | 614.693 | 0.36472 | 614.6931 | 0.40165 | 614.6931 | 0.34587
| 614.9181 | 0.95451 | 614.9181 | 0.34 | 621.0804 | 0.64077 | 614.9181 | 0.3619 | 614.9181 | 0.40061 | 614.9181 | 0.34326
| 615.1431 | 0.95307 | 615.1431 | 0.35 | 621.3108 | 0.64037 | 615.1431 | 0.36226 | 615.1431 | 0.39839 | 615.1431 | 0.34106
| 615.3681 | 0.94846 | 615.3681 | 0.34 | 621.5412 | 0.64037 | 615.3681 | 0.35947 | 615.3681 | 0.39636 | 615.3681 | 0.33979
| 615.5931 | 0.95143 | 615.5931 | 0.34 | 621.7716 | 0.63777 | 615.5931 | 0.35958 | 615.5931 | 0.39754 | 615.5931 | 0.33919
| 615.8182 | 0.94264 | 615.8182 | 0.34 | 622.0021 | 0.63877 | 615.8182 | 0.35723 | 615.8182 | 0.39514 | 615.8182 | 0.33774
| 616.0433 | 0.94563 | 616.0433 | 0.34 | 622.2325 | 0.63857 | 616.0433 | 0.35735 | 616.0433 | 0.39231 | 616.0433 | 0.33773
| 616.2683 | 0.93963 | 616.2683 | 0.34 | 622.463 | 0.63777 | 616.2683 | 0.35407 | 616.2683 | 0.38855 | 616.2683 | 0.33518
| 616.4934 | 0.95396 | 616.4934 | 0.34 | 622.6934 | 0.63496 | 616.4934 | 0.35467 | 616.4934 | 0.39023 | 616.4934 | 0.33475
| 616.7185 | 0.94048 | 616.7185 | 0.34 | 622.9239 | 0.63636 | 616.7185 | 0.35135 | 616.7185 | 0.38705 | 616.7185 | 0.3332
| 616.9436 | 0.94354 | 616.9436 | 0.34 | 623.1544 | 0.63676 | 616.9436 | 0.35146 | 616.9436 | 0.38596 | 616.9436 | 0.33315
| 617.1687 | 0.94339 | 617.1687 | 0.34 | 623.385 | 0.63636 | 617.1687 | 0.34878 | 617.1687 | 0.38582 | 617.1687 | 0.33039
| 617.3938 | 0.9374 | 617.3938 | 0.34 | 623.6155 | 0.63396 | 617.3938 | 0.34863 | 617.3938 | 0.38349 | 617.3938 | 0.32883
| 617.619 | 0.94339 | 617.619 | 0.33 | 623.846 | 0.63456 | 617.619 | 0.3459 | 617.619 | 0.38309 | 617.619 | 0.32688
| 617.8441 | 0.93924 | 617.8441 | 0.33 | 624.0765 | 0.63416 | 617.8441 | 0.34635 | 617.8441 | 0.38025 | 617.8441 | 0.32878
| 618.0692 | 0.93114 | 618.0692 | 0.33 | 624.3071 | 0.63396 | 618.0692 | 0.34251 | 618.0692 | 0.37787 | 618.0692 | 0.32539
| 618.2944 | 0.93115 | 618.2944 | 0.33 | 624.5377 | 0.63356 | 618.2944 | 0.34303 | 618.2944 | 0.37815 | 618.2944 | 0.32733
| 618.5195 | 0.92756 | 618.5195 | 0.33 | 624.7682 | 0.63416 | 618.5195 | 0.34012 | 618.5195 | 0.37634 | 618.5195 | 0.32104
| 618.7447 | 0.92799 | 618.7447 | 0.33 | 624.9988 | 0.63396 | 618.7447 | 0.34021 | 618.7447 | 0.37647 | 618.7447 | 0.32243
| 618.9698 | 0.93047 | 618.9698 | 0.33 | 625.2294 | 0.63556 | 618.9698 | 0.33744 | 618.9698 | 0.37392 | 618.9698 | 0.31711
| 619.1951 | 0.93239 | 619.1951 | 0.33 | 625.46 | 0.63656 | 619.1951 | 0.33772 | 619.1951 | 0.37331 | 619.1951 | 0.31859
| 619.4203 | 0.92214 | 619.4203 | 0.33 | 625.6906 | 0.63737 | 619.4203 | 0.33519 | 619.4203 | 0.36903 | 619.4203 | 0.3179
| 619.6454 | 0.92405 | 619.6454 | 0.33 | 625.9213 | 0.63837 | 619.6454 | 0.33478 | 619.6454 | 0.37039 | 619.6454 | 0.31811
| 619.8707 | 0.92154 | 619.8707 | 0.33 | 626.1519 | 0.63797 | 619.8707 | 0.33217 | 619.8707 | 0.3685 | 619.8707 | 0.31605
| 620.0959 | 0.92068 | 620.0959 | 0.33 | 626.3826 | 0.63777 | 620.096 | 0.33264 | 620.0959 | 0.36724 | 620.0959 | 0.31395
| 620.3212 | 0.91603 | 620.3212 | 0.32 | 626.6132 | 0.63817 | 620.3212 | 0.32996 | 620.3212 | 0.36802 | 620.3212 | 0.31318
| 620.5464 | 0.92517 | 620.5464 | 0.32 | 626.8439 | 0.63837 | 620.5464 | 0.33012 | 620.5464 | 0.3656 | 620.5464 | 0.31315
| 620.7717 | 0.91685 | 620.7717 | 0.32 | 627.0746 | 0.63837 | 620.7717 | 0.32713 | 620.7717 | 0.36407 | 620.7717 | 0.31257
| 620.9969 | 0.91735 | 620.9969 | 0.32 | 627.3053 | 0.63857 | 620.9969 | 0.32745 | 620.9969 | 0.36108 | 620.9969 | 0.31077
| 621.2222 | 0.91306 | 621.2222 | 0.32 | 627.536 | 0.63917 | 621.2222 | 0.32459 | 621.2222 | 0.35797 | 621.2222 | 0.30522
| 621.4475 | 0.91313 | 621.4475 | 0.32 | 627.7667 | 0.63937 | 621.4475 | 0.3246 | 621.4475 | 0.36066 | 621.4475 | 0.30764
| 621.6728 | 0.91152 | 621.6728 | 0.32 | 627.9974 | 0.63717 | 621.6728 | 0.32216 | 621.6728 | 0.35707 | 621.6728 | 0.30541
| 621.8981 | 0.91333 | 621.8981 | 0.32 | 628.2282 | 0.63797 | 621.8981 | 0.32266 | 621.8981 | 0.35867 | 621.8981 | 0.3076
| 622.1234 | 0.90818 | 622.1234 | 0.32 | 628.4589 | 0.63797 | 622.1234 | 0.31999 | 622.1234 | 0.35487 | 622.1234 | 0.30488
| 622.3488 | 0.91048 | 622.3488 | 0.32 | 628.6897 | 0.63817 | 622.3487 | 0.31973 | 622.3488 | 0.3537 | 622.3488 | 0.30436
| 622.5741 | 0.90622 | 622.5741 | 0.31 | 628.9204 | 0.63857 | 622.5741 | 0.31712 | 622.5741 | 0.34987 | 622.5741 | 0.30238
| 622.7994 | 0.90854 | 622.7994 | 0.31 | 629.1512 | 0.63977 | 622.7994 | 0.31714 | 622.7994 | 0.35246 | 622.7994 | 0.30308
| 623.0248 | 0.89707 | 623.0248 | 0.31 | 629.382 | 0.64317 | 623.0248 | 0.31405 | 623.0248 | 0.34791 | 623.0248 | 0.29828
| 623.2501 | 0.89751 | 623.2501 | 0.31 | 629.6128 | 0.64257 | 623.2501 | 0.31436 | 623.2501 | 0.34954 | 623.2501 | 0.297
| 623.4755 | 0.89366 | 623.4755 | 0.31 | 629.8437 | 0.63476 | 623.4755 | 0.31147 | 623.4755 | 0.34586 | 623.4755 | 0.29619
| 623.7009 | 0.90024 | 623.7009 | 0.31 | 630.0745 | 0.63556 | 623.7009 | 0.31142 | 623.7009 | 0.34625 | 623.7009 | 0.29827
| 623.9263 | 0.8958 | 623.9263 | 0.31 | 630.3053 | 0.63897 | 623.9263 | 0.30902 | 623.9263 | 0.3417 | 623.9263 | 0.2947
| 624.1517 | 0.89334 | 624.1517 | 0.31 | 630.5362 | 0.63376 | 624.1517 | 0.30923 | 624.1517 | 0.34318 | 624.1517 | 0.29267
| 624.3771 | 0.89053 | 624.3771 | 0.31 | 630.767 | 0.63116 | 624.3771 | 0.3062 | 624.3771 | 0.34118 | 624.3771 | 0.29345
| 624.6025 | 0.88403 | 624.6025 | 0.3 | 630.9979 | 0.63056 | 624.6025 | 0.30636 | 624.6025 | 0.33941 | 624.6025 | 0.29344
| 624.8279 | 0.8876 | 624.8279 | 0.31 | 631.2288 | 0.63196 | 624.8279 | 0.30409 | 624.8279 | 0.33785 | 624.8279 | 0.2893
| 625.0534 | 0.88877 | 625.0534 | 0.3 | 631.4597 | 0.63536 | 625.0534 | 0.30418 | 625.0534 | 0.3366 | 625.0534 | 0.29175
| 625.2788 | 0.88101 | 625.2788 | 0.3 | 631.6906 | 0.63396 | 625.2788 | 0.30153 | 625.2788 | 0.33423 | 625.2788 | 0.28674
| 625.5043 | 0.88558 | 625.5043 | 0.3 | 631.9215 | 0.63396 | 625.5043 | 0.30187 | 625.5043 | 0.33531 | 625.5043 | 0.28747
| 625.7297 | 0.87906 | 625.7297 | 0.3 | 632.1524 | 0.63837 | 625.7297 | 0.29941 | 625.7297 | 0.33396 | 625.7297 | 0.28574
| 625.9552 | 0.87938 | 625.9552 | 0.3 | 632.3833 | 0.62976 | 625.9552 | 0.29988 | 625.9552 | 0.33236 | 625.9552 | 0.28735
| 626.1807 | 0.87759 | 626.1807 | 0.3 | 632.6143 | 0.62515 | 626.1807 | 0.29729 | 626.1807 | 0.33214 | 626.1807 | 0.28364
| 626.4062 | 0.87961 | 626.4062 | 0.3 | 632.8452 | 0.62956 | 626.4062 | 0.29756 | 626.4062 | 0.32874 | 626.4062 | 0.28441
| 626.6317 | 0.87683 | 626.6317 | 0.3 | 633.0762 | 0.62815 | 626.6317 | 0.29526 | 626.6317 | 0.33056 | 626.6317 | 0.28432
| 626.8572 | 0.88007 | 626.8572 | 0.3 | 633.3072 | 0.62675 | 626.8572 | 0.29604 | 626.8572 | 0.32913 | 626.8572 | 0.28319
| 627.0828 | 0.87729 | 627.0828 | 0.3 | 633.5382 | 0.62315 | 627.0828 | 0.29354 | 627.0828 | 0.32796 | 627.0828 | 0.28119
| 627.3083 | 0.87995 | 627.3083 | 0.3 | 633.7692 | 0.62135 | 627.3083 | 0.29414 | 627.3083 | 0.32606 | 627.3083 | 0.28167
| 627.5338 | 0.87421 | 627.5338 | 0.3 | 634.0002 | 0.62275 | 627.5338 | 0.29196 | 627.5338 | 0.325 | 627.5338 | 0.28192
| 627.7594 | 0.87552 | 627.7594 | 0.3 | 634.2312 | 0.62095 | 627.7594 | 0.29162 | 627.7594 | 0.32315 | 627.7594 | 0.27977
| 627.9849 | 0.86766 | 627.9849 | 0.3 | 634.4623 | 0.62175 | 627.9849 | 0.29031 | 627.9849 | 0.32396 | 627.9849 | 0.2773
| 628.2105 | 0.87276 | 628.2105 | 0.29 | 634.6933 | 0.62535 | 628.2105 | 0.29003 | 628.2105 | 0.32405 | 628.2105 | 0.27757
| 628.4361 | 0.86401 | 628.4361 | 0.29 | 634.9244 | 0.62075 | 628.4361 | 0.28877 | 628.4361 | 0.32424 | 628.4361 | 0.27567
| 628.6617 | 0.87724 | 628.6617 | 0.29 | 635.1554 | 0.61794 | 628.6617 | 0.28875 | 628.6617 | 0.32078 | 628.6617 | 0.27792
| 628.8873 | 0.87404 | 628.8873 | 0.29 | 635.3865 | 0.62435 | 628.8873 | 0.2866 | 628.8873 | 0.31926 | 628.8873 | 0.27426
| 629.1129 | 0.87339 | 629.1129 | 0.29 | 635.6176 | 0.61934 | 629.1129 | 0.28701 | 629.1129 | 0.31928 | 629.1129 | 0.27629
| 629.3385 | 0.86492 | 629.3385 | 0.29 | 635.8487 | 0.61334 | 629.3385 | 0.28406 | 629.3385 | 0.31887 | 629.3385 | 0.27354
| 629.5641 | 0.8692 | 629.5641 | 0.29 | 636.0798 | 0.61634 | 629.5642 | 0.28501 | 629.5641 | 0.31758 | 629.5641 | 0.27378
| 629.7898 | 0.86168 | 629.7898 | 0.29 | 636.3109 | 0.61574 | 629.7898 | 0.28259 | 629.7898 | 0.31618 | 629.7898 | 0.27238
| 630.0154 | 0.86569 | 630.0154 | 0.29 | 636.542 | 0.61113 | 630.0154 | 0.28254 | 630.0154 | 0.31543 | 630.0154 | 0.27398
| 630.2411 | 0.85873 | 630.2411 | 0.29 | 636.7732 | 0.61754 | 630.2411 | 0.28043 | 630.2411 | 0.31396 | 630.2411 | 0.2711
| 630.4668 | 0.86636 | 630.4668 | 0.28 | 637.0043 | 0.61173 | 630.4668 | 0.28041 | 630.4668 | 0.31493 | 630.4668 | 0.27234
| 630.6924 | 0.85995 | 630.6924 | 0.28 | 637.2355 | 0.61133 | 630.6924 | 0.27808 | 630.6924 | 0.30992 | 630.6924 | 0.26882
| 630.9182 | 0.85829 | 630.9182 | 0.28 | 637.4667 | 0.61514 | 630.9181 | 0.2779 | 630.9182 | 0.31072 | 630.9182 | 0.26906
| 631.1438 | 0.85354 | 631.1438 | 0.28 | 637.6979 | 0.61193 | 631.1438 | 0.27608 | 631.1438 | 0.31028 | 631.1438 | 0.26626
| 631.3695 | 0.85062 | 631.3695 | 0.28 | 637.929 | 0.60493 | 631.3695 | 0.27553 | 631.3695 | 0.30785 | 631.3695 | 0.26791
| 631.5952 | 0.84875 | 631.5952 | 0.28 | 638.1603 | 0.60693 | 631.5952 | 0.27311 | 631.5952 | 0.30347 | 631.5952 | 0.26327
| 631.821 | 0.85122 | 631.821 | 0.28 | 638.3915 | 0.59712 | 631.821 | 0.27308 | 631.821 | 0.30687 | 631.821 | 0.26698
| 632.0467 | 0.84849 | 632.0467 | 0.28 | 638.6227 | 0.60292 | 632.0467 | 0.2705 | 632.0467 | 0.30502 | 632.0467 | 0.26258
| 632.2725 | 0.83705 | 632.2725 | 0.28 | 638.8539 | 0.60473 | 632.2725 | 0.2679 | 632.2725 | 0.30093 | 632.2725 | 0.26116
| 632.4982 | 0.83837 | 632.4982 | 0.28 | 639.0852 | 0.59571 | 632.4982 | 0.26761 | 632.4982 | 0.29902 | 632.4982 | 0.25919
| 632.7239 | 0.82995 | 632.7239 | 0.27 | 639.3164 | 0.60433 | 632.7239 | 0.26529 | 632.7239 | 0.29738 | 632.7239 | 0.25845
| 632.9497 | 0.83498 | 632.9497 | 0.27 | 639.5477 | 0.59892 | 632.9497 | 0.26533 | 632.9497 | 0.29745 | 632.9497 | 0.25932
| 633.1755 | 0.83182 | 633.1755 | 0.27 | 639.779 | 0.59612 | 633.1755 | 0.26282 | 633.1755 | 0.29535 | 633.1755 | 0.25504
| 633.4013 | 0.82875 | 633.4013 | 0.27 | 640.0103 | 0.59111 | 633.4013 | 0.26245 | 633.4013 | 0.29359 | 633.4013 | 0.25584
| 633.6271 | 0.8191 | 633.6271 | 0.27 | 640.2416 | 0.58831 | 633.6271 | 0.25962 | 633.6271 | 0.2916 | 633.6271 | 0.25257
| 633.8529 | 0.82247 | 633.8529 | 0.27 | 640.4729 | 0.5853 | 633.8529 | 0.25965 | 633.8529 | 0.29339 | 633.8529 | 0.25331
| 634.0787 | 0.82268 | 634.0787 | 0.27 | 640.7042 | 0.58771 | 634.0787 | 0.2575 | 634.0787 | 0.28708 | 634.0787 | 0.25003
| 634.3046 | 0.81916 | 634.3046 | 0.26 | 640.9356 | 0.58811 | 634.3046 | 0.25673 | 634.3046 | 0.28407 | 634.3046 | 0.24902
| 634.5304 | 0.81207 | 634.5304 | 0.26 | 641.1669 | 0.59111 | 634.5304 | 0.25424 | 634.5304 | 0.28604 | 634.5304 | 0.24428
| 634.7562 | 0.81216 | 634.7562 | 0.26 | 641.3983 | 0.5847 | 634.7562 | 0.25343 | 634.7562 | 0.28639 | 634.7562 | 0.24786
| 634.9821 | 0.80361 | 634.9821 | 0.26 | 641.6296 | 0.58991 | 634.9821 | 0.25126 | 634.9821 | 0.28559 | 634.9821 | 0.2465
| 635.2079 | 0.80359 | 635.2079 | 0.26 | 641.861 | 0.5833 | 635.2079 | 0.25069 | 635.2079 | 0.28141 | 635.2079 | 0.24498
| 635.4338 | 0.79264 | 635.4338 | 0.26 | 642.0924 | 0.57849 | 635.4338 | 0.24622 | 635.4338 | 0.2784 | 635.4338 | 0.24245
| 635.6597 | 0.79474 | 635.6597 | 0.26 | 642.3238 | 0.57449 | 635.6597 | 0.24757 | 635.6597 | 0.2804 | 635.6597 | 0.24256
| 635.8856 | 0.7876 | 635.8856 | 0.25 | 642.5552 | 0.57509 | 635.8856 | 0.24438 | 635.8856 | 0.27356 | 635.8856 | 0.23781
| 636.1115 | 0.78448 | 636.1115 | 0.25 | 642.7866 | 0.57669 | 636.1115 | 0.24356 | 636.1115 | 0.27543 | 636.1115 | 0.2379
| 636.3374 | 0.78133 | 636.3374 | 0.25 | 643.0181 | 0.57689 | 636.3374 | 0.24096 | 636.3374 | 0.27125 | 636.3374 | 0.23374
| 636.5634 | 0.77706 | 636.5634 | 0.25 | 643.2495 | 0.57589 | 636.5634 | 0.23983 | 636.5634 | 0.27003 | 636.5634 | 0.23442
| 636.7892 | 0.78604 | 636.7892 | 0.25 | 643.481 | 0.57008 | 636.7893 | 0.2415 | 636.7892 | 0.27107 | 636.7892 | 0.2376
| 637.0152 | 0.7773 | 637.0152 | 0.25 | 643.7124 | 0.57149 | 637.0152 | 0.23849 | 637.0152 | 0.27002 | 637.0152 | 0.23476
| 637.2411 | 0.77176 | 637.2411 | 0.25 | 643.9439 | 0.56828 | 637.2411 | 0.23705 | 637.2411 | 0.26627 | 637.2411 | 0.23002
| 637.4671 | 0.76496 | 637.4671 | 0.25 | 644.1754 | 0.56888 | 637.4671 | 0.23563 | 637.4671 | 0.26584 | 637.4671 | 0.23066
| 637.6931 | 0.75462 | 637.6931 | 0.24 | 644.4069 | 0.56488 | 637.6931 | 0.23188 | 637.6931 | 0.2606 | 637.6931 | 0.22677
| 637.9191 | 0.76806 | 637.9191 | 0.25 | 644.6384 | 0.56408 | 637.9191 | 0.23569 | 637.9191 | 0.26385 | 637.9191 | 0.22954
| 638.1451 | 0.75757 | 638.1451 | 0.24 | 644.8699 | 0.56768 | 638.1451 | 0.23162 | 638.1451 | 0.25993 | 638.1451 | 0.22616
| 638.371 | 0.76226 | 638.371 | 0.24 | 645.1014 | 0.56368 | 638.371 | 0.23233 | 638.371 | 0.26391 | 638.371 | 0.22969
| 638.597 | 0.7471 | 638.597 | 0.24 | 645.3329 | 0.56167 | 638.597 | 0.22808 | 638.597 | 0.2566 | 638.597 | 0.22315
| 638.8231 | 0.74541 | 638.8231 | 0.24 | 645.5645 | 0.56127 | 638.8231 | 0.2284 | 638.8231 | 0.25761 | 638.8231 | 0.225
| 639.0491 | 0.74362 | 639.0491 | 0.24 | 645.7961 | 0.55927 | 639.0491 | 0.22608 | 639.0491 | 0.25508 | 639.0491 | 0.22124
| 639.2751 | 0.74032 | 639.2751 | 0.24 | 646.0276 | 0.55707 | 639.2752 | 0.22654 | 639.2751 | 0.25577 | 639.2751 | 0.22191
| 639.5012 | 0.73281 | 639.5012 | 0.23 | 646.2592 | 0.55687 | 639.5012 | 0.22353 | 639.5012 | 0.25269 | 639.5012 | 0.22117
| 639.7272 | 0.74434 | 639.7272 | 0.24 | 646.4908 | 0.55767 | 639.7272 | 0.22588 | 639.7272 | 0.25331 | 639.7272 | 0.22047
| 639.9533 | 0.73239 | 639.9533 | 0.23 | 646.7224 | 0.55787 | 639.9533 | 0.22157 | 639.9533 | 0.25017 | 639.9533 | 0.21933
| 640.1794 | 0.72873 | 640.1794 | 0.23 | 646.954 | 0.55587 | 640.1794 | 0.22101 | 640.1794 | 0.24822 | 640.1794 | 0.21514
| 640.4055 | 0.73322 | 640.4055 | 0.23 | 647.1856 | 0.55186 | 640.4055 | 0.22107 | 640.4055 | 0.24985 | 640.4055 | 0.21732
| 640.6315 | 0.72275 | 640.6315 | 0.22 | 647.4173 | 0.55226 | 640.6315 | 0.21687 | 640.6315 | 0.24555 | 640.6315 | 0.21159
| 640.8576 | 0.7154 | 640.8576 | 0.22 | 647.6489 | 0.55146 | 640.8576 | 0.21536 | 640.8576 | 0.24461 | 640.8576 | 0.21209
| 641.0837 | 0.71087 | 641.0837 | 0.22 | 647.8806 | 0.54465 | 641.0837 | 0.21426 | 641.0837 | 0.24128 | 641.0837 | 0.21123
| 641.3099 | 0.71831 | 641.3099 | 0.22 | 648.1122 | 0.53644 | 641.3099 | 0.21503 | 641.3099 | 0.24421 | 641.3099 | 0.21393
| 641.536 | 0.70934 | 641.536 | 0.22 | 648.3439 | 0.52523 | 641.536 | 0.21236 | 641.536 | 0.23876 | 641.536 | 0.20824
| 641.7621 | 0.70357 | 641.7621 | 0.22 | 648.5756 | 0.52303 | 641.7622 | 0.21098 | 641.7621 | 0.23619 | 641.7621 | 0.20605
| 641.9883 | 0.69995 | 641.9883 | 0.22 | 648.8073 | 0.52743 | 641.9883 | 0.20938 | 641.9883 | 0.23432 | 641.9883 | 0.20671
| 642.2144 | 0.69877 | 642.2144 | 0.22 | 649.039 | 0.53124 | 642.2144 | 0.20841 | 642.2144 | 0.23672 | 642.2144 | 0.20457
| 642.4406 | 0.6933 | 642.4406 | 0.22 | 649.2707 | 0.53124 | 642.4406 | 0.20689 | 642.4406 | 0.23563 | 642.4406 | 0.20603
| 642.6667 | 0.68327 | 642.6667 | 0.21 | 649.5024 | 0.53084 | 642.6667 | 0.20424 | 642.6667 | 0.2309 | 642.6667 | 0.20183
| 642.8929 | 0.69711 | 642.8929 | 0.22 | 649.7342 | 0.53044 | 642.8929 | 0.2073 | 642.8929 | 0.23513 | 642.8929 | 0.20326
| 643.1191 | 0.67666 | 643.1191 | 0.21 | 649.9659 | 0.53244 | 643.1191 | 0.20087 | 643.1191 | 0.22639 | 643.1191 | 0.19843
| 643.3453 | 0.68673 | 643.3453 | 0.21 | 650.1977 | 0.53164 | 643.3453 | 0.20267 | 643.3453 | 0.22823 | 643.3453 | 0.19894
| 643.5715 | 0.67445 | 643.5715 | 0.21 | 650.4295 | 0.52944 | 643.5715 | 0.19888 | 643.5715 | 0.22412 | 643.5715 | 0.19694
| 643.7978 | 0.65425 | 643.7978 | 0.2 | 650.6613 | 0.53064 | 643.7978 | 0.19496 | 643.7978 | 0.22308 | 643.7978 | 0.19434
| 644.024 | 0.67411 | 644.024 | 0.21 | 650.8931 | 0.53004 | 644.024 | 0.19937 | 644.024 | 0.22691 | 644.024 | 0.19662
| 644.2502 | 0.66605 | 644.2502 | 0.21 | 651.1249 | 0.53224 | 644.2502 | 0.19528 | 644.2502 | 0.22423 | 644.2502 | 0.19278
| 644.4765 | 0.67553 | 644.4765 | 0.21 | 651.3567 | 0.53464 | 644.4765 | 0.19795 | 644.4765 | 0.22624 | 644.4765 | 0.19526
| 644.7028 | 0.67124 | 644.7028 | 0.21 | 651.5885 | 0.53544 | 644.7028 | 0.19705 | 644.7028 | 0.22624 | 644.7028 | 0.19568
| 644.929 | 0.67294 | 644.929 | 0.21 | 651.8203 | 0.54005 | 644.929 | 0.19622 | 644.929 | 0.22483 | 644.929 | 0.19284
| 645.1553 | 0.66907 | 645.1553 | 0.2 | 652.0522 | 0.54525 | 645.1553 | 0.19574 | 645.1553 | 0.22051 | 645.1553 | 0.19387
| 645.3816 | 0.66447 | 645.3816 | 0.2 | 652.284 | 0.54606 | 645.3816 | 0.1937 | 645.3816 | 0.222 | 645.3816 | 0.1921
| 645.6078 | 0.6654 | 645.6078 | 0.2 | 652.5159 | 0.54666 | 645.6078 | 0.19439 | 645.6078 | 0.22041 | 645.6078 | 0.19284
| 645.8342 | 0.64234 | 645.8342 | 0.2 | 652.7478 | 0.54365 | 645.8342 | 0.18798 | 645.8342 | 0.21415 | 645.8342 | 0.18614
| 646.0605 | 0.64533 | 646.0605 | 0.2 | 652.9796 | 0.54385 | 646.0605 | 0.18901 | 646.0605 | 0.21699 | 646.0605 | 0.18585
| 646.2868 | 0.64778 | 646.2868 | 0.2 | 653.2115 | 0.54185 | 646.2868 | 0.18925 | 646.2868 | 0.21655 | 646.2868 | 0.18656
| 646.5131 | 0.63786 | 646.5131 | 0.19 | 653.4435 | 0.53544 | 646.5131 | 0.18724 | 646.5131 | 0.21159 | 646.5131 | 0.18543
| 646.7395 | 0.63185 | 646.7395 | 0.19 | 653.6754 | 0.52803 | 646.7395 | 0.18484 | 646.7395 | 0.20979 | 646.7395 | 0.18449
| 646.9658 | 0.63775 | 646.9658 | 0.19 | 653.9073 | 0.52083 | 646.9658 | 0.18765 | 646.9658 | 0.20966 | 646.9658 | 0.18446
| 647.1922 | 0.62487 | 647.1922 | 0.19 | 654.1392 | 0.51942 | 647.1922 | 0.18245 | 647.1922 | 0.20497 | 647.1922 | 0.18131
| 647.4186 | 0.6198 | 647.4186 | 0.19 | 654.3712 | 0.51822 | 647.4186 | 0.18194 | 647.4186 | 0.20436 | 647.4186 | 0.17898
| 647.645 | 0.62529 | 647.645 | 0.19 | 654.6032 | 0.51662 | 647.645 | 0.18231 | 647.645 | 0.20479 | 647.645 | 0.18019
| 647.8713 | 0.6222 | 647.8713 | 0.19 | 654.8351 | 0.51702 | 647.8713 | 0.18377 | 647.8713 | 0.20356 | 647.8713 | 0.18311
| 648.0977 | 0.6263 | 648.0977 | 0.19 | 655.0671 | 0.51181 | 648.0977 | 0.18388 | 648.0977 | 0.20612 | 648.0977 | 0.1815
| 648.3242 | 0.61825 | 648.3242 | 0.19 | 655.2991 | 0.51462 | 648.3242 | 0.18081 | 648.3242 | 0.20318 | 648.3242 | 0.18029
| 648.5505 | 0.61478 | 648.5505 | 0.19 | 655.5311 | 0.51081 | 648.5505 | 0.17955 | 648.5505 | 0.20498 | 648.5505 | 0.17666
| 648.777 | 0.60405 | 648.777 | 0.18 | 655.7631 | 0.50921 | 648.777 | 0.17919 | 648.777 | 0.19888 | 648.777 | 0.17595
| 649.0034 | 0.59914 | 649.0034 | 0.18 | 655.9951 | 0.50961 | 649.0034 | 0.17602 | 649.0034 | 0.19776 | 649.0034 | 0.17437
| 649.2299 | 0.59151 | 649.2299 | 0.18 | 656.2272 | 0.50781 | 649.2299 | 0.17436 | 649.2299 | 0.19634 | 649.2299 | 0.17079
| 649.4563 | 0.59404 | 649.4563 | 0.18 | 656.4592 | 0.5032 | 649.4563 | 0.17228 | 649.4563 | 0.19219 | 649.4563 | 0.16931
| 649.6828 | 0.58802 | 649.6828 | 0.18 | 656.6913 | 0.50801 | 649.6828 | 0.17146 | 649.6828 | 0.19278 | 649.6828 | 0.16751
| 649.9092 | 0.5908 | 649.9092 | 0.18 | 656.9233 | 0.50741 | 649.9092 | 0.17254 | 649.9092 | 0.19566 | 649.9092 | 0.16935
| 650.1357 | 0.58759 | 650.1357 | 0.18 | 657.1554 | 0.50541 | 650.1357 | 0.17159 | 650.1357 | 0.19206 | 650.1357 | 0.16896
| 650.3622 | 0.59114 | 650.3622 | 0.18 | 657.3875 | 0.49199 | 650.3622 | 0.1704 | 650.3622 | 0.19536 | 650.3622 | 0.16881
| 650.5887 | 0.59034 | 650.5887 | 0.18 | 657.6196 | 0.4998 | 650.5887 | 0.17183 | 650.5887 | 0.19499 | 650.5887 | 0.16989
| 650.8152 | 0.58255 | 650.8152 | 0.18 | 657.8517 | 0.4998 | 650.8152 | 0.16806 | 650.8152 | 0.19284 | 650.8152 | 0.16586
| 651.0417 | 0.58957 | 651.0417 | 0.18 | 658.0838 | 0.49319 | 651.0417 | 0.17038 | 651.0417 | 0.19262 | 651.0417 | 0.16799
| 651.2682 | 0.576 | 651.2682 | 0.17 | 658.316 | 0.497 | 651.2682 | 0.16751 | 651.2682 | 0.19198 | 651.2682 | 0.16595
| 651.4948 | 0.56505 | 651.4948 | 0.17 | 658.5481 | 0.4966 | 651.4948 | 0.16388 | 651.4948 | 0.18522 | 651.4948 | 0.16198
| 651.7214 | 0.56878 | 651.7214 | 0.17 | 658.7802 | 0.49179 | 651.7214 | 0.16522 | 651.7214 | 0.18919 | 651.7214 | 0.16332
| 651.9479 | 0.57644 | 651.9479 | 0.17 | 659.0124 | 0.49199 | 651.9479 | 0.16675 | 651.9479 | 0.19018 | 651.9479 | 0.16311
| 652.1744 | 0.57831 | 652.1744 | 0.17 | 659.2446 | 0.48498 | 652.1744 | 0.16736 | 652.1744 | 0.19064 | 652.1744 | 0.16416
| 652.4011 | 0.57886 | 652.4011 | 0.18 | 659.4767 | 0.48578 | 652.4011 | 0.16794 | 652.4011 | 0.1897 | 652.4011 | 0.16477
| 652.6276 | 0.57505 | 652.6276 | 0.17 | 659.7089 | 0.48518 | 652.6276 | 0.16582 | 652.6276 | 0.18691 | 652.6276 | 0.16544
| 652.8542 | 0.57484 | 652.8542 | 0.17 | 659.9411 | 0.48358 | 652.8542 | 0.16602 | 652.8542 | 0.18819 | 652.8542 | 0.16362
| 653.0808 | 0.57008 | 653.0808 | 0.17 | 660.1733 | 0.48678 | 653.0808 | 0.16492 | 653.0808 | 0.18788 | 653.0808 | 0.16177
| 653.3074 | 0.56877 | 653.3074 | 0.17 | 660.4056 | 0.48538 | 653.3074 | 0.16421 | 653.3074 | 0.18801 | 653.3074 | 0.16171
| 653.5341 | 0.56118 | 653.5341 | 0.17 | 660.6378 | 0.48378 | 653.5341 | 0.16223 | 653.5341 | 0.18431 | 653.5341 | 0.16161
| 653.7607 | 0.56373 | 653.7607 | 0.17 | 660.87 | 0.48458 | 653.7607 | 0.16339 | 653.7607 | 0.18602 | 653.7607 | 0.16164
| 653.9873 | 0.56311 | 653.9873 | 0.17 | 661.1023 | 0.48678 | 653.9873 | 0.16286 | 653.9873 | 0.18562 | 653.9873 | 0.16004
| 654.2139 | 0.55973 | 654.2139 | 0.17 | 661.3346 | 0.48138 | 654.2139 | 0.16197 | 654.2139 | 0.18315 | 654.2139 | 0.15839
| 654.4406 | 0.54894 | 654.4406 | 0.16 | 661.5668 | 0.47917 | 654.4406 | 0.15785 | 654.4406 | 0.17715 | 654.4406 | 0.15638
| 654.6673 | 0.56515 | 654.6673 | 0.17 | 661.7991 | 0.48018 | 654.6673 | 0.16124 | 654.6673 | 0.18433 | 654.6673 | 0.15966
| 654.8939 | 0.55051 | 654.8939 | 0.16 | 662.0314 | 0.48058 | 654.8939 | 0.15889 | 654.8939 | 0.18062 | 654.8939 | 0.15614
| 655.1206 | 0.55441 | 655.1206 | 0.16 | 662.2637 | 0.47777 | 655.1206 | 0.15888 | 655.1206 | 0.18221 | 655.1206 | 0.15682
| 655.3474 | 0.54597 | 655.3474 | 0.16 | 662.496 | 0.47397 | 655.3474 | 0.15605 | 655.3474 | 0.17589 | 655.3474 | 0.15194
| 655.574 | 0.55322 | 655.574 | 0.16 | 662.7283 | 0.47137 | 655.574 | 0.15905 | 655.574 | 0.17911 | 655.574 | 0.15599
| 655.8007 | 0.54597 | 655.8007 | 0.16 | 662.9607 | 0.47097 | 655.8007 | 0.15588 | 655.8007 | 0.17692 | 655.8007 | 0.15396
| 656.0275 | 0.53956 | 656.0275 | 0.16 | 663.193 | 0.47177 | 656.0275 | 0.1551 | 656.0275 | 0.17596 | 656.0275 | 0.15295
| 656.2542 | 0.53608 | 656.2542 | 0.16 | 663.4254 | 0.46956 | 656.2542 | 0.15309 | 656.2542 | 0.17387 | 656.2542 | 0.15264
| 656.4809 | 0.5374 | 656.4809 | 0.16 | 663.6577 | 0.47036 | 656.4809 | 0.15386 | 656.4809 | 0.17468 | 656.4809 | 0.14945
| 656.7076 | 0.5292 | 656.7076 | 0.16 | 663.8901 | 0.46396 | 656.7076 | 0.15139 | 656.7076 | 0.17294 | 656.7076 | 0.14998
| 656.9344 | 0.53065 | 656.9344 | 0.16 | 664.1225 | 0.46195 | 656.9344 | 0.15229 | 656.9344 | 0.17352 | 656.9344 | 0.14967
| 657.1612 | 0.52286 | 657.1612 | 0.15 | 664.3549 | 0.45975 | 657.1612 | 0.14894 | 657.1612 | 0.17065 | 657.1612 | 0.14662
| 657.3879 | 0.51911 | 657.3879 | 0.15 | 664.5873 | 0.45775 | 657.3879 | 0.14868 | 657.3879 | 0.16776 | 657.3879 | 0.14633
| 657.6147 | 0.51859 | 657.6147 | 0.15 | 664.8197 | 0.45855 | 657.6147 | 0.14859 | 657.6147 | 0.1689 | 657.6147 | 0.14539
| 657.8416 | 0.51193 | 657.8416 | 0.15 | 665.0522 | 0.45715 | 657.8415 | 0.14678 | 657.8416 | 0.16634 | 657.8416 | 0.14443
| 658.0684 | 0.50933 | 658.0684 | 0.15 | 665.2846 | 0.46276 | 658.0684 | 0.14531 | 658.0684 | 0.16469 | 658.0684 | 0.14418
| 658.2952 | 0.50622 | 658.2952 | 0.15 | 665.5171 | 0.45775 | 658.2952 | 0.1446 | 658.2952 | 0.16508 | 658.2952 | 0.14436
| 658.522 | 0.4969 | 658.522 | 0.15 | 665.7495 | 0.45615 | 658.522 | 0.14244 | 658.522 | 0.16062 | 658.522 | 0.13949
| 658.7488 | 0.5036 | 658.7488 | 0.14 | 665.982 | 0.45635 | 658.7488 | 0.14283 | 658.7488 | 0.16007 | 658.7488 | 0.13928
| 658.9756 | 0.50104 | 658.9756 | 0.15 | 666.2145 | 0.45134 | 658.9756 | 0.1433 | 658.9756 | 0.16217 | 658.9756 | 0.14174
| 659.2025 | 0.50441 | 659.2025 | 0.14 | 666.447 | 0.44854 | 659.2025 | 0.14274 | 659.2025 | 0.16271 | 659.2025 | 0.14078
| 659.4294 | 0.49174 | 659.4294 | 0.14 | 666.6795 | 0.44573 | 659.4294 | 0.13998 | 659.4294 | 0.15976 | 659.4294 | 0.13876
| 659.6562 | 0.48712 | 659.6562 | 0.14 | 666.912 | 0.44393 | 659.6562 | 0.13986 | 659.6562 | 0.15834 | 659.6562 | 0.13628
| 659.8831 | 0.48517 | 659.8831 | 0.14 | 667.1445 | 0.44293 | 659.8831 | 0.13787 | 659.8831 | 0.15762 | 659.8831 | 0.13621
| 660.11 | 0.48329 | 660.11 | 0.14 | 667.377 | 0.44133 | 660.11 | 0.13807 | 660.11 | 0.15662 | 660.11 | 0.13847
| 660.3369 | 0.48088 | 660.3369 | 0.14 | 667.6096 | 0.43953 | 660.3369 | 0.13618 | 660.3369 | 0.15496 | 660.3369 | 0.13509
| 660.5638 | 0.4798 | 660.5638 | 0.14 | 667.8421 | 0.43773 | 660.5638 | 0.13616 | 660.5638 | 0.15476 | 660.5638 | 0.13544
| 660.7907 | 0.47222 | 660.7907 | 0.14 | 668.0747 | 0.43612 | 660.7907 | 0.13409 | 660.7907 | 0.15194 | 660.7907 | 0.13293
| 661.0176 | 0.47273 | 661.0176 | 0.14 | 668.3072 | 0.43452 | 661.0176 | 0.13458 | 661.0176 | 0.15384 | 661.0176 | 0.13211
| 661.2446 | 0.46682 | 661.2446 | 0.14 | 668.5398 | 0.43252 | 661.2446 | 0.13245 | 661.2446 | 0.15203 | 661.2446 | 0.13074
| 661.4715 | 0.46751 | 661.4715 | 0.14 | 668.7724 | 0.43172 | 661.4715 | 0.13311 | 661.4715 | 0.1521 | 661.4715 | 0.13406
| 661.6984 | 0.46164 | 661.6984 | 0.13 | 669.005 | 0.42932 | 661.6984 | 0.13101 | 661.6984 | 0.14801 | 661.6984 | 0.1307
| 661.9254 | 0.46777 | 661.9254 | 0.13 | 669.2376 | 0.42831 | 661.9254 | 0.13152 | 661.9254 | 0.1489 | 661.9254 | 0.13016
| 662.1523 | 0.45627 | 662.1523 | 0.13 | 669.4703 | 0.42631 | 662.1523 | 0.12963 | 662.1523 | 0.14748 | 662.1523 | 0.12953
| 662.3793 | 0.46237 | 662.3793 | 0.13 | 669.7029 | 0.42431 | 662.3793 | 0.13015 | 662.3793 | 0.14861 | 662.3793 | 0.13072
| 662.6063 | 0.45461 | 662.6063 | 0.13 | 669.9355 | 0.42131 | 662.6063 | 0.1286 | 662.6063 | 0.14641 | 662.6063 | 0.12826
| 662.8333 | 0.45796 | 662.8333 | 0.13 | 670.1682 | 0.4201 | 662.8333 | 0.12896 | 662.8333 | 0.14473 | 662.8333 | 0.12759
| 663.0603 | 0.45149 | 663.0603 | 0.13 | 670.4009 | 0.4189 | 663.0603 | 0.12731 | 663.0603 | 0.14539 | 663.0603 | 0.12684
| 663.2874 | 0.44829 | 663.2874 | 0.13 | 670.6335 | 0.4175 | 663.2873 | 0.12778 | 663.2874 | 0.14445 | 663.2874 | 0.12833
| 663.5143 | 0.44613 | 663.5143 | 0.13 | 670.8662 | 0.4155 | 663.5143 | 0.12586 | 663.5143 | 0.14394 | 663.5143 | 0.12582
| 663.7414 | 0.4495 | 663.7414 | 0.13 | 671.0989 | 0.4137 | 663.7414 | 0.12663 | 663.7414 | 0.14289 | 663.7414 | 0.12721
| 663.9684 | 0.44509 | 663.9684 | 0.13 | 671.3316 | 0.41149 | 663.9684 | 0.12521 | 663.9684 | 0.14305 | 663.9684 | 0.1261
| 664.1955 | 0.4468 | 664.1955 | 0.13 | 671.5643 | 0.41029 | 664.1955 | 0.12539 | 664.1955 | 0.14103 | 664.1955 | 0.12512
| 664.4225 | 0.43582 | 664.4225 | 0.12 | 671.7971 | 0.40749 | 664.4226 | 0.12318 | 664.4225 | 0.14018 | 664.4225 | 0.12283
| 664.6496 | 0.43898 | 664.6496 | 0.13 | 672.0298 | 0.40669 | 664.6496 | 0.12399 | 664.6496 | 0.14106 | 664.6496 | 0.12528
| 664.8766 | 0.43912 | 664.8766 | 0.12 | 672.2625 | 0.40268 | 664.8767 | 0.12223 | 664.8766 | 0.13861 | 664.8766 | 0.12135
| 665.1038 | 0.43714 | 665.1038 | 0.12 | 672.4953 | 0.40248 | 665.1038 | 0.12235 | 665.1038 | 0.13878 | 665.1038 | 0.124
| 665.3309 | 0.42973 | 665.3309 | 0.12 | 672.7281 | 0.40048 | 665.3309 | 0.12027 | 665.3309 | 0.13684 | 665.3309 | 0.1205
| 665.558 | 0.43184 | 665.558 | 0.12 | 672.9608 | 0.39988 | 665.558 | 0.12109 | 665.558 | 0.13742 | 665.558 | 0.12197
| 665.7851 | 0.42834 | 665.7851 | 0.12 | 673.1936 | 0.39708 | 665.7851 | 0.1196 | 665.7851 | 0.13592 | 665.7851 | 0.12015
| 666.0122 | 0.42682 | 666.0122 | 0.12 | 673.4264 | 0.39608 | 666.0122 | 0.1197 | 666.0122 | 0.13615 | 666.0122 | 0.11901
| 666.2393 | 0.421 | 666.2393 | 0.12 | 673.6592 | 0.39267 | 666.2393 | 0.11804 | 666.2393 | 0.13542 | 666.2393 | 0.11703
| 666.4665 | 0.42189 | 666.4665 | 0.12 | 673.8921 | 0.39147 | 666.4665 | 0.11828 | 666.4665 | 0.13474 | 666.4665 | 0.1186
| 666.6936 | 0.41603 | 666.6936 | 0.12 | 674.1249 | 0.38847 | 666.6936 | 0.11653 | 666.6936 | 0.13216 | 666.6936 | 0.1176
| 666.9208 | 0.41665 | 666.9208 | 0.12 | 674.3577 | 0.38506 | 666.9208 | 0.11716 | 666.9208 | 0.13356 | 666.9208 | 0.11738
| 667.1479 | 0.41272 | 667.1479 | 0.12 | 674.5906 | 0.38406 | 667.148 | 0.11516 | 667.1479 | 0.13049 | 667.1479 | 0.11463
| 667.3751 | 0.41146 | 667.3751 | 0.12 | 674.8234 | 0.38386 | 667.3751 | 0.11535 | 667.3751 | 0.13076 | 667.3751 | 0.11646
| 667.6023 | 0.40375 | 667.6023 | 0.11 | 675.0563 | 0.38166 | 667.6023 | 0.11363 | 667.6023 | 0.12791 | 667.6023 | 0.11401
| 667.8295 | 0.40684 | 667.8295 | 0.11 | 675.2892 | 0.38046 | 667.8295 | 0.11449 | 667.8295 | 0.12976 | 667.8295 | 0.11568
| 668.0567 | 0.40346 | 668.0567 | 0.11 | 675.5221 | 0.37785 | 668.0567 | 0.11245 | 668.0567 | 0.12931 | 668.0567 | 0.11283
| 668.2839 | 0.39948 | 668.2839 | 0.11 | 675.755 | 0.37645 | 668.2839 | 0.113 | 668.2839 | 0.12917 | 668.2839 | 0.11397
| 668.5111 | 0.39759 | 668.5111 | 0.11 | 675.9879 | 0.37365 | 668.5111 | 0.11091 | 668.5111 | 0.12775 | 668.5111 | 0.11168
| 668.7383 | 0.39901 | 668.7383 | 0.11 | 676.2208 | 0.37345 | 668.7383 | 0.11153 | 668.7383 | 0.12686 | 668.7383 | 0.1121
| 668.9656 | 0.39401 | 668.9656 | 0.11 | 676.4537 | 0.36944 | 668.9656 | 0.1096 | 668.9656 | 0.12555 | 668.9656 | 0.11185
| 669.1929 | 0.39707 | 669.1929 | 0.11 | 676.6866 | 0.36944 | 669.1929 | 0.10992 | 669.1929 | 0.12637 | 669.1929 | 0.10938
| 669.4201 | 0.3866 | 669.4201 | 0.11 | 676.9196 | 0.36704 | 669.4201 | 0.10815 | 669.4201 | 0.12377 | 669.4201 | 0.10942
| 669.6473 | 0.38951 | 669.6473 | 0.11 | 677.1526 | 0.36584 | 669.6473 | 0.109 | 669.6473 | 0.1231 | 669.6473 | 0.10951
| 669.8746 | 0.3843 | 669.8746 | 0.11 | 677.3855 | 0.36304 | 669.8746 | 0.10717 | 669.8746 | 0.12243 | 669.8746 | 0.10872
| 670.1019 | 0.38449 | 670.1019 | 0.11 | 677.6185 | 0.36364 | 670.1019 | 0.1075 | 670.1019 | 0.12188 | 670.1019 | 0.10938
| 670.3292 | 0.37992 | 670.3292 | 0.11 | 677.8515 | 0.35943 | 670.3292 | 0.10571 | 670.3292 | 0.12142 | 670.3292 | 0.10636
| 670.5565 | 0.38149 | 670.5565 | 0.11 | 678.0845 | 0.36043 | 670.5565 | 0.10607 | 670.5565 | 0.12142 | 670.5565 | 0.10893
| 670.7838 | 0.37635 | 670.7838 | 0.1 | 678.3175 | 0.35583 | 670.7838 | 0.10462 | 670.7838 | 0.11853 | 670.7838 | 0.10781
| 671.0112 | 0.37462 | 671.0112 | 0.1 | 678.5505 | 0.35623 | 671.0112 | 0.10459 | 671.0112 | 0.12087 | 671.0112 | 0.10554
| 671.2385 | 0.3733 | 671.2385 | 0.1 | 678.7835 | 0.35342 | 671.2385 | 0.10337 | 671.2385 | 0.11824 | 671.2385 | 0.10513
| 671.4658 | 0.36913 | 671.4658 | 0.1 | 679.0166 | 0.35342 | 671.4658 | 0.10368 | 671.4658 | 0.11708 | 671.4658 | 0.1053
| 671.6932 | 0.36443 | 671.6932 | 0.1 | 679.2496 | 0.34982 | 671.6932 | 0.10217 | 671.6932 | 0.11714 | 671.6932 | 0.10285
| 671.9205 | 0.36751 | 671.9205 | 0.1 | 679.4827 | 0.34962 | 671.9205 | 0.10256 | 671.9205 | 0.11461 | 671.9205 | 0.10303
| 672.1479 | 0.3637 | 672.1479 | 0.1 | 679.7158 | 0.34602 | 672.1479 | 0.10085 | 672.1479 | 0.11571 | 672.1479 | 0.10148
| 672.3752 | 0.3611 | 672.3752 | 0.1 | 679.9488 | 0.34622 | 672.3752 | 0.10133 | 672.3752 | 0.11605 | 672.3752 | 0.10436
| 672.6027 | 0.3583 | 672.6027 | 0.1 | 680.1819 | 0.34201 | 672.6027 | 0.09964 | 672.6027 | 0.11402 | 672.6027 | 0.10182
| 672.83 | 0.35905 | 672.83 | 0.1 | 680.415 | 0.34261 | 672.83 | 0.10007 | 672.83 | 0.11493 | 672.83 | 0.10273
| 673.0574 | 0.35162 | 673.0574 | 0.1 | 680.6481 | 0.33921 | 673.0574 | 0.09847 | 673.0574 | 0.11224 | 673.0574 | 0.099956
| 673.2849 | 0.35237 | 673.2849 | 0.1 | 680.8813 | 0.33961 | 673.2849 | 0.09888 | 673.2849 | 0.11349 | 673.2849 | 0.10087
| 673.5123 | 0.35058 | 673.5123 | 0.1 | 681.1144 | 0.336 | 673.5123 | 0.09727 | 673.5123 | 0.11002 | 673.5123 | 0.098596
| 673.7397 | 0.35212 | 673.7397 | 0.1 | 681.3475 | 0.336 | 673.7397 | 0.09769 | 673.7397 | 0.11257 | 673.7397 | 0.099459
| 673.9672 | 0.34603 | 673.9672 | 0.09 | 681.5807 | 0.3332 | 673.9672 | 0.09619 | 673.9672 | 0.11125 | 673.9672 | 0.098002
| 674.1946 | 0.34558 | 674.1946 | 0.09 | 681.8138 | 0.3322 | 674.1946 | 0.0969 | 674.1946 | 0.10957 | 674.1946 | 0.098229
| 674.4221 | 0.34059 | 674.4221 | 0.09 | 682.047 | 0.3296 | 674.4221 | 0.09517 | 674.4221 | 0.10974 | 674.4221 | 0.096951
| 674.6495 | 0.34115 | 674.6495 | 0.09 | 682.2802 | 0.32839 | 674.6495 | 0.09569 | 674.6495 | 0.11007 | 674.6495 | 0.098776
| 674.877 | 0.33502 | 674.877 | 0.09 | 682.5134 | 0.32619 | 674.8769 | 0.09404 | 674.877 | 0.10762 | 674.877 | 0.095041
| 675.1045 | 0.33714 | 675.1045 | 0.09 | 682.7466 | 0.32499 | 675.1045 | 0.09442 | 675.1045 | 0.10795 | 675.1045 | 0.096303
| 675.332 | 0.32971 | 675.332 | 0.09 | 682.9798 | 0.32299 | 675.332 | 0.09322 | 675.332 | 0.10761 | 675.332 | 0.094942
| 675.5594 | 0.33417 | 675.5594 | 0.09 | 683.213 | 0.32299 | 675.5594 | 0.09314 | 675.5594 | 0.10622 | 675.5594 | 0.094246
| 675.787 | 0.32653 | 675.787 | 0.09 | 683.4462 | 0.31998 | 675.787 | 0.09192 | 675.787 | 0.10577 | 675.787 | 0.092186
| 676.0145 | 0.3278 | 676.0145 | 0.09 | 683.6795 | 0.31898 | 676.0145 | 0.0925 | 676.0145 | 0.10625 | 676.0145 | 0.09318
| 676.242 | 0.32627 | 676.242 | 0.09 | 683.9127 | 0.31698 | 676.242 | 0.09073 | 676.242 | 0.1014 | 676.242 | 0.092527
| 676.4695 | 0.32798 | 676.4695 | 0.09 | 684.146 | 0.31578 | 676.4695 | 0.09175 | 676.4695 | 0.10373 | 676.4695 | 0.093066
| 676.6971 | 0.32067 | 676.6971 | 0.09 | 684.3793 | 0.31318 | 676.6971 | 0.08982 | 676.6971 | 0.10315 | 676.6971 | 0.091097
| 676.9246 | 0.32492 | 676.9246 | 0.09 | 684.6125 | 0.31258 | 676.9246 | 0.0906 | 676.9246 | 0.10305 | 676.9246 | 0.090268
| 677.1522 | 0.31903 | 677.1522 | 0.09 | 684.8458 | 0.30997 | 677.1522 | 0.08891 | 677.1522 | 0.10213 | 677.1522 | 0.090335
| 677.3798 | 0.31737 | 677.3798 | 0.09 | 685.0791 | 0.30917 | 677.3798 | 0.089 | 677.3798 | 0.10211 | 677.3798 | 0.090753
| 677.6074 | 0.3149 | 677.6074 | 0.09 | 685.3124 | 0.30717 | 677.6074 | 0.08788 | 677.6074 | 0.10075 | 677.6074 | 0.088061
| 677.835 | 0.31276 | 677.835 | 0.09 | 685.5458 | 0.30517 | 677.835 | 0.08829 | 677.835 | 0.10078 | 677.835 | 0.090079
| 678.0626 | 0.3076 | 678.0626 | 0.08 | 685.7791 | 0.30336 | 678.0626 | 0.08684 | 678.0626 | 0.098539 | 678.0626 | 0.088231
| 678.2902 | 0.31038 | 678.2902 | 0.08 | 686.0124 | 0.30216 | 678.2902 | 0.08728 | 678.2902 | 0.10035 | 678.2902 | 0.089931
| 678.5178 | 0.30577 | 678.5178 | 0.08 | 686.2458 | 0.30016 | 678.5178 | 0.0858 | 678.5178 | 0.098609 | 678.5178 | 0.086314
| 678.7454 | 0.30795 | 678.7454 | 0.08 | 686.4791 | 0.29896 | 678.7454 | 0.08634 | 678.7454 | 0.09788 | 678.7454 | 0.088593
| 678.973 | 0.30535 | 678.973 | 0.08 | 686.7125 | 0.29696 | 678.973 | 0.08474 | 678.973 | 0.097275 | 678.973 | 0.086311
| 679.2007 | 0.30201 | 679.2007 | 0.08 | 686.9459 | 0.29555 | 679.2007 | 0.08524 | 679.2007 | 0.097348 | 679.2007 | 0.086418
| 679.4283 | 0.29568 | 679.4283 | 0.08 | 687.1793 | 0.29455 | 679.4283 | 0.08376 | 679.4283 | 0.096029 | 679.4283 | 0.085217
| 679.656 | 0.30127 | 679.656 | 0.08 | 687.4127 | 0.29355 | 679.656 | 0.08407 | 679.656 | 0.095641 | 679.656 | 0.08672
| 679.8837 | 0.2956 | 679.8837 | 0.08 | 687.6461 | 0.29135 | 679.8837 | 0.08256 | 679.8837 | 0.095673 | 679.8837 | 0.084292
| 680.1113 | 0.29358 | 680.1113 | 0.08 | 687.8795 | 0.28915 | 680.1113 | 0.08292 | 680.1113 | 0.095343 | 680.1113 | 0.083845
| 680.3391 | 0.28882 | 680.3391 | 0.08 | 688.1129 | 0.28795 | 680.3391 | 0.08149 | 680.3391 | 0.092959 | 680.3391 | 0.082651
| 680.5667 | 0.29111 | 680.5667 | 0.08 | 688.3464 | 0.28654 | 680.5667 | 0.08158 | 680.5667 | 0.093709 | 680.5667 | 0.0843
| 680.7944 | 0.28331 | 680.7944 | 0.08 | 688.5798 | 0.28494 | 680.7944 | 0.08059 | 680.7944 | 0.093181 | 680.7944 | 0.080914
| 681.0222 | 0.28684 | 681.0222 | 0.08 | 688.8133 | 0.28354 | 681.0222 | 0.08093 | 681.0222 | 0.091237 | 681.0222 | 0.081905
| 681.2499 | 0.28304 | 681.2499 | 0.08 | 689.0467 | 0.28234 | 681.2499 | 0.07973 | 681.2499 | 0.091242 | 681.2499 | 0.080206
| 681.4776 | 0.28198 | 681.4776 | 0.08 | 689.2802 | 0.28014 | 681.4776 | 0.07969 | 681.4776 | 0.090633 | 681.4776 | 0.08144
| 681.7053 | 0.27783 | 681.7053 | 0.08 | 689.5137 | 0.27914 | 681.7053 | 0.07853 | 681.7053 | 0.087635 | 681.7053 | 0.080921
| 681.9331 | 0.27968 | 681.9331 | 0.08 | 689.7472 | 0.27733 | 681.9331 | 0.07882 | 681.9331 | 0.08967 | 681.9331 | 0.079444
| 682.1608 | 0.27137 | 682.1608 | 0.07 | 689.9807 | 0.27613 | 682.1608 | 0.07728 | 682.1608 | 0.088022 | 682.1608 | 0.079176
| 682.3886 | 0.27665 | 682.3886 | 0.07 | 690.2142 | 0.27433 | 682.3886 | 0.07803 | 682.3886 | 0.089244 | 682.3886 | 0.079947
| 682.6164 | 0.27151 | 682.6164 | 0.07 | 690.4478 | 0.27313 | 682.6164 | 0.07659 | 682.6164 | 0.08872 | 682.6164 | 0.078386
| 682.8442 | 0.27114 | 682.8442 | 0.07 | 690.6813 | 0.27093 | 682.8442 | 0.07659 | 682.8442 | 0.086952 | 682.8442 | 0.078616
| 683.072 | 0.26539 | 683.072 | 0.07 | 690.9149 | 0.26972 | 683.072 | 0.07559 | 683.072 | 0.086428 | 683.072 | 0.076203
| 683.2998 | 0.26852 | 683.2998 | 0.07 | 691.1484 | 0.26712 | 683.2998 | 0.07628 | 683.2998 | 0.086466 | 683.2998 | 0.07734
| 683.5276 | 0.2654 | 683.5276 | 0.07 | 691.382 | 0.26592 | 683.5276 | 0.07418 | 683.5276 | 0.085457 | 683.5276 | 0.07563
| 683.7554 | 0.26987 | 683.7554 | 0.07 | 691.6156 | 0.26412 | 683.7554 | 0.07501 | 683.7554 | 0.085075 | 683.7554 | 0.075079
| 683.9832 | 0.26317 | 683.9832 | 0.07 | 691.8492 | 0.26332 | 683.9832 | 0.07348 | 683.9832 | 0.08295 | 683.9832 | 0.074154
| 684.2111 | 0.25863 | 684.2111 | 0.07 | 692.0827 | 0.26091 | 684.2111 | 0.07425 | 684.2111 | 0.084365 | 684.2111 | 0.076342
| 684.4389 | 0.25939 | 684.4389 | 0.07 | 692.3164 | 0.26051 | 684.4389 | 0.07256 | 684.4389 | 0.084132 | 684.4389 | 0.07491
| 684.6668 | 0.2613 | 684.6668 | 0.07 | 692.55 | 0.25871 | 684.6668 | 0.07345 | 684.6668 | 0.086156 | 684.6668 | 0.075061
| 684.8947 | 0.25442 | 684.8947 | 0.07 | 692.7836 | 0.25831 | 684.8946 | 0.07168 | 684.8947 | 0.080536 | 684.8947 | 0.073169
| 685.1226 | 0.25501 | 685.1226 | 0.07 | 693.0172 | 0.25611 | 685.1226 | 0.07233 | 685.1226 | 0.082031 | 685.1226 | 0.073682
| 685.3504 | 0.25078 | 685.3504 | 0.07 | 693.2509 | 0.25551 | 685.3504 | 0.07085 | 685.3504 | 0.080542 | 685.3504 | 0.074273
| 685.5783 | 0.25217 | 685.5783 | 0.07 | 693.4845 | 0.2527 | 685.5783 | 0.0712 | 685.5783 | 0.080767 | 685.5783 | 0.072543
| 685.8062 | 0.25017 | 685.8062 | 0.07 | 693.7182 | 0.2525 | 685.8062 | 0.07005 | 685.8062 | 0.081337 | 685.8062 | 0.071892
| 686.0341 | 0.24813 | 686.0341 | 0.07 | 693.9519 | 0.2503 | 686.0341 | 0.07036 | 686.0341 | 0.081121 | 686.0341 | 0.072084
| 686.262 | 0.24449 | 686.262 | 0.07 | 694.1856 | 0.2495 | 686.262 | 0.06934 | 686.262 | 0.079262 | 686.262 | 0.070613
| 686.49 | 0.24377 | 686.49 | 0.06 | 694.4193 | 0.2463 | 686.49 | 0.06962 | 686.49 | 0.081702 | 686.49 | 0.070734
| 686.7179 | 0.24129 | 686.7179 | 0.07 | 694.653 | 0.2465 | 686.7179 | 0.06806 | 686.7179 | 0.078354 | 686.7179 | 0.068979
| 686.9459 | 0.24124 | 686.9459 | 0.07 | 694.8867 | 0.24449 | 686.9459 | 0.06851 | 686.9459 | 0.078868 | 686.9459 | 0.071297
| 687.1738 | 0.23752 | 687.1738 | 0.06 | 695.1204 | 0.24389 | 687.1738 | 0.06727 | 687.1738 | 0.077763 | 687.1738 | 0.068916
| 687.4017 | 0.23591 | 687.4017 | 0.06 | 695.3541 | 0.24009 | 687.4017 | 0.06759 | 687.4017 | 0.076641 | 687.4017 | 0.068721
| 687.6298 | 0.2342 | 687.6298 | 0.06 | 695.5879 | 0.23708 | 687.6298 | 0.0666 | 687.6298 | 0.077377 | 687.6298 | 0.067333
| 687.8577 | 0.23426 | 687.8577 | 0.06 | 695.8216 | 0.23769 | 687.8577 | 0.06669 | 687.8577 | 0.07603 | 687.8577 | 0.069092
| 688.0857 | 0.22903 | 688.0857 | 0.06 | 696.0554 | 0.23448 | 688.0857 | 0.06544 | 688.0857 | 0.074466 | 688.0857 | 0.066676
| 688.3137 | 0.22945 | 688.3137 | 0.06 | 696.2892 | 0.23388 | 688.3137 | 0.06622 | 688.3137 | 0.075491 | 688.3137 | 0.067251
| 688.5417 | 0.23128 | 688.5417 | 0.06 | 696.523 | 0.23028 | 688.5417 | 0.06476 | 688.5417 | 0.074251 | 688.5417 | 0.066226
| 688.7697 | 0.22962 | 688.7697 | 0.06 | 696.7568 | 0.23188 | 688.7697 | 0.06546 | 688.7697 | 0.072953 | 688.7697 | 0.06477
| 688.9977 | 0.2237 | 688.9977 | 0.06 | 696.9905 | 0.22928 | 688.9977 | 0.06391 | 688.9977 | 0.07239 | 688.9977 | 0.064429
| 689.2258 | 0.22629 | 689.2258 | 0.06 | 697.2244 | 0.22948 | 689.2258 | 0.06462 | 689.2258 | 0.074829 | 689.2258 | 0.065488
| 689.4538 | 0.2199 | 689.4538 | 0.06 | 697.4582 | 0.22587 | 689.4538 | 0.06332 | 689.4538 | 0.073324 | 689.4538 | 0.064121
| 689.6819 | 0.22121 | 689.6819 | 0.06 | 697.692 | 0.22707 | 689.6819 | 0.06392 | 689.6819 | 0.073879 | 689.6819 | 0.065831
| 689.9099 | 0.21874 | 689.9099 | 0.06 | 697.9259 | 0.22407 | 689.9099 | 0.06234 | 689.9099 | 0.070366 | 689.9099 | 0.063341
| 690.138 | 0.21958 | 690.138 | 0.06 | 698.1597 | 0.22407 | 690.138 | 0.06302 | 690.138 | 0.071327 | 690.138 | 0.062653
| 690.3661 | 0.21452 | 690.3661 | 0.06 | 698.3936 | 0.22026 | 690.3661 | 0.06228 | 690.3661 | 0.070507 | 690.3661 | 0.062566
| 690.5942 | 0.21026 | 690.5942 | 0.06 | 698.6274 | 0.22087 | 690.5942 | 0.06086 | 690.5942 | 0.069238 | 690.5942 | 0.06146
| 690.8223 | 0.21592 | 690.8223 | 0.06 | 698.8613 | 0.21806 | 690.8223 | 0.06162 | 690.8223 | 0.070427 | 690.8223 | 0.061058
| 691.0504 | 0.21085 | 691.0504 | 0.06 | 699.0952 | 0.21886 | 691.0503 | 0.06006 | 691.0504 | 0.068313 | 691.0504 | 0.061059
| 691.2785 | 0.20902 | 691.2785 | 0.06 | 699.3291 | 0.21526 | 691.2785 | 0.0606 | 691.2785 | 0.070146 | 691.2785 | 0.061767
| 691.5066 | 0.20732 | 691.5066 | 0.06 | 699.563 | 0.21526 | 691.5066 | 0.05929 | 691.5066 | 0.067715 | 691.5066 | 0.059813
| 691.7347 | 0.20704 | 691.7347 | 0.05 | 699.7969 | 0.21165 | 691.7347 | 0.05972 | 691.7347 | 0.068316 | 691.7347 | 0.062517
| 691.9629 | 0.20236 | 691.9629 | 0.05 | 700.0309 | 0.21266 | 691.9629 | 0.05827 | 691.9629 | 0.067696 | 691.9629 | 0.057903
| 692.191 | 0.20366 | 692.191 | 0.05 | 700.2648 | 0.20985 | 692.191 | 0.05895 | 692.191 | 0.06713 | 692.191 | 0.059962
| 692.4192 | 0.19925 | 692.4192 | 0.05 | 700.4988 | 0.21025 | 692.4192 | 0.05778 | 692.4192 | 0.064951 | 692.4192 | 0.058496
| 692.6473 | 0.19903 | 692.6473 | 0.05 | 700.7327 | 0.20745 | 692.6473 | 0.05831 | 692.6473 | 0.066914 | 692.6473 | 0.059893
| 692.8755 | 0.19705 | 692.8755 | 0.05 | 700.9667 | 0.20705 | 692.8755 | 0.05703 | 692.8755 | 0.065701 | 692.8755 | 0.05851
| 693.1037 | 0.20025 | 693.1037 | 0.05 | 701.2007 | 0.20545 | 693.1037 | 0.05769 | 693.1037 | 0.064536 | 693.1037 | 0.059177
| 693.3319 | 0.19446 | 693.3319 | 0.05 | 701.4347 | 0.20565 | 693.3319 | 0.05639 | 693.3319 | 0.064145 | 693.3319 | 0.057421
| 693.5601 | 0.19739 | 693.5601 | 0.05 | 701.6686 | 0.20284 | 693.5601 | 0.05712 | 693.5601 | 0.066078 | 693.5601 | 0.057529
| 693.7883 | 0.19031 | 693.7883 | 0.05 | 701.9027 | 0.20264 | 693.7883 | 0.05558 | 693.7883 | 0.063642 | 693.7883 | 0.057005
| 694.0165 | 0.1924 | 694.0165 | 0.05 | 702.1367 | 0.20044 | 694.0165 | 0.05622 | 694.0165 | 0.064536 | 694.0165 | 0.057925
| 694.2448 | 0.18795 | 694.2448 | 0.05 | 702.3707 | 0.20004 | 694.2447 | 0.0547 | 694.2448 | 0.062197 | 694.2448 | 0.056849
| 694.473 | 0.1911 | 694.473 | 0.05 | 702.6047 | 0.19784 | 694.473 | 0.05529 | 694.473 | 0.064404 | 694.473 | 0.056475
| 694.7012 | 0.18757 | 694.7012 | 0.05 | 702.8388 | 0.19724 | 694.7012 | 0.05438 | 694.7012 | 0.063339 | 694.7012 | 0.055515
| 694.9295 | 0.188 | 694.9295 | 0.05 | 703.0728 | 0.19503 | 694.9295 | 0.05484 | 694.9295 | 0.061418 | 694.9295 | 0.05655
| 695.1577 | 0.18352 | 695.1577 | 0.05 | 703.3069 | 0.19523 | 695.1577 | 0.05357 | 695.1577 | 0.062275 | 695.1577 | 0.05502
| 695.386 | 0.18426 | 695.386 | 0.05 | 703.541 | 0.19403 | 695.386 | 0.05421 | 695.386 | 0.062405 | 695.386 | 0.056673
| 695.6143 | 0.18101 | 695.6143 | 0.05 | 703.7751 | 0.19383 | 695.6143 | 0.05287 | 695.6143 | 0.059246 | 695.6143 | 0.053395
| 695.8426 | 0.18246 | 695.8426 | 0.05 | 704.0091 | 0.19103 | 695.8426 | 0.05319 | 695.8426 | 0.060885 | 695.8426 | 0.0554
| 696.0709 | 0.18195 | 696.0709 | 0.05 | 704.2433 | 0.18983 | 696.0709 | 0.05239 | 696.0709 | 0.060627 | 696.0709 | 0.054213
| 696.2992 | 0.18127 | 696.2992 | 0.05 | 704.4774 | 0.18742 | 696.2992 | 0.05285 | 696.2992 | 0.061827 | 696.2992 | 0.055495
| 696.5275 | 0.17581 | 696.5275 | 0.05 | 704.7115 | 0.18642 | 696.5275 | 0.0515 | 696.5275 | 0.058585 | 696.5275 | 0.053219
| 696.7558 | 0.1797 | 696.7558 | 0.05 | 704.9456 | 0.18462 | 696.7558 | 0.05187 | 696.7558 | 0.059213 | 696.7558 | 0.053697
| 696.9841 | 0.17497 | 696.9841 | 0.05 | 705.1798 | 0.18442 | 696.9841 | 0.05102 | 696.9841 | 0.060431 | 696.9841 | 0.052316
| 697.2125 | 0.17641 | 697.2125 | 0.05 | 705.4139 | 0.18342 | 697.2125 | 0.05128 | 697.2125 | 0.057986 | 697.2125 | 0.051703
| 697.4409 | 0.17362 | 697.4409 | 0.05 | 705.6481 | 0.18302 | 697.4409 | 0.0503 | 697.4409 | 0.056392 | 697.4409 | 0.050019
| 697.6692 | 0.16855 | 697.6692 | 0.05 | 705.8822 | 0.18222 | 697.6692 | 0.05073 | 697.6692 | 0.057672 | 697.6692 | 0.051055
| 697.8976 | 0.16766 | 697.8976 | 0.04 | 706.1164 | 0.18162 | 697.8976 | 0.04949 | 697.8976 | 0.057707 | 697.8976 | 0.051758
| 698.126 | 0.17088 | 698.126 | 0.05 | 706.3506 | 0.18022 | 698.126 | 0.05 | 698.126 | 0.056922 | 698.126 | 0.05265
| 698.3543 | 0.16776 | 698.3543 | 0.04 | 706.5848 | 0.17922 | 698.3543 | 0.04887 | 698.3543 | 0.056249 | 698.3543 | 0.050888
| 698.5827 | 0.16934 | 698.5827 | 0.04 | 706.819 | 0.17821 | 698.5827 | 0.04939 | 698.5827 | 0.057141 | 698.5827 | 0.050412
| 698.8111 | 0.16552 | 698.8111 | 0.04 | 707.0533 | 0.17761 | 698.8111 | 0.04822 | 698.8111 | 0.056158 | 698.8111 | 0.048977
| 699.0396 | 0.16548 | 699.0396 | 0.04 | 707.2875 | 0.17581 | 699.0395 | 0.04856 | 699.0396 | 0.05618 | 699.0396 | 0.049546
| 699.2679 | 0.16187 | 699.2679 | 0.04 | 707.5217 | 0.17501 | 699.2679 | 0.04737 | 699.2679 | 0.054742 | 699.2679 | 0.04889
| 699.4964 | 0.16655 | 699.4964 | 0.04 | 707.756 | 0.17441 | 699.4964 | 0.04798 | 699.4964 | 0.055999 | 699.4964 | 0.049421
| 699.7248 | 0.15906 | 699.7248 | 0.04 | 707.9902 | 0.17361 | 699.7248 | 0.04682 | 699.7248 | 0.053785 | 699.7248 | 0.04831
| 699.9532 | 0.1608 | 699.9532 | 0.04 | 708.2245 | 0.17201 | 699.9533 | 0.04737 | 699.9532 | 0.053865 | 699.9532 | 0.048808
| 700.1817 | 0.15795 | 700.1817 | 0.04 | 708.4588 | 0.17141 | 700.1817 | 0.04619 | 700.1817 | 0.052778 | 700.1817 | 0.04839
| 700.4102 | 0.15854 | 700.4102 | 0.04 | 708.693 | 0.1698 | 700.4102 | 0.04673 | 700.4102 | 0.053595 | 700.4102 | 0.048168
| 700.6387 | 0.15733 | 700.6387 | 0.04 | 708.9273 | 0.1688 | 700.6387 | 0.04555 | 700.6387 | 0.053505 | 700.6387 | 0.046183
| 700.8671 | 0.15795 | 700.8671 | 0.04 | 709.1617 | 0.1678 | 700.8671 | 0.04615 | 700.8671 | 0.05284 | 700.8671 | 0.048134
| 701.0956 | 0.15375 | 701.0956 | 0.04 | 709.396 | 0.166 | 701.0956 | 0.04497 | 701.0956 | 0.052207 | 701.0956 | 0.046207
| 701.3241 | 0.15403 | 701.3241 | 0.04 | 709.6303 | 0.165 | 701.3241 | 0.04538 | 701.3241 | 0.052097 | 701.3241 | 0.046257
| 701.5526 | 0.15212 | 701.5526 | 0.04 | 709.8646 | 0.1626 | 701.5526 | 0.04428 | 701.5526 | 0.051498 | 701.5526 | 0.046282
| 701.7811 | 0.14896 | 701.7811 | 0.04 | 710.099 | 0.16239 | 701.7811 | 0.04495 | 701.7811 | 0.051404 | 701.7811 | 0.045701
| 702.0096 | 0.14852 | 702.0096 | 0.04 | 710.3333 | 0.16199 | 702.0096 | 0.04383 | 702.0096 | 0.050299 | 702.0096 | 0.045748
| 702.2382 | 0.14908 | 702.2382 | 0.04 | 710.5677 | 0.16199 | 702.2382 | 0.04452 | 702.2382 | 0.051542 | 702.2382 | 0.046876
| 702.4667 | 0.14166 | 702.4667 | 0.04 | 710.8021 | 0.16039 | 702.4667 | 0.04333 | 702.4667 | 0.050756 | 702.4667 | 0.045173
| 702.6953 | 0.1497 | 702.6953 | 0.04 | 711.0364 | 0.15959 | 702.6953 | 0.04385 | 702.6953 | 0.050879 | 702.6953 | 0.044834
| 702.9238 | 0.14531 | 702.9238 | 0.04 | 711.2708 | 0.15799 | 702.9238 | 0.04272 | 702.9238 | 0.048898 | 702.9238 | 0.044139
| 703.1524 | 0.1482 | 703.1524 | 0.04 | 711.5052 | 0.15779 | 703.1524 | 0.04317 | 703.1524 | 0.050094 | 703.1524 | 0.046109
| 703.381 | 0.14244 | 703.381 | 0.04 | 711.7396 | 0.15659 | 703.381 | 0.04203 | 703.381 | 0.048659 | 703.381 | 0.043063
| 703.6096 | 0.14636 | 703.6096 | 0.04 | 711.9741 | 0.15579 | 703.6096 | 0.04259 | 703.6096 | 0.049801 | 703.6096 | 0.044358
| 703.8381 | 0.14115 | 703.8381 | 0.04 | 712.2085 | 0.15419 | 703.8381 | 0.04176 | 703.8381 | 0.048539 | 703.8381 | 0.043866
| 704.0668 | 0.14572 | 704.0668 | 0.04 | 712.4429 | 0.15398 | 704.0668 | 0.04232 | 704.0668 | 0.049172 | 704.0668 | 0.043228
| 704.2953 | 0.1403 | 704.2953 | 0.04 | 712.6774 | 0.15198 | 704.2953 | 0.04122 | 704.2953 | 0.047341 | 704.2953 | 0.042904
| 704.524 | 0.13982 | 704.524 | 0.04 | 712.9118 | 0.15218 | 704.524 | 0.04174 | 704.524 | 0.047435 | 704.524 | 0.042631
| 704.7526 | 0.13586 | 704.7526 | 0.04 | 713.1463 | 0.15098 | 704.7526 | 0.04082 | 704.7526 | 0.04652 | 704.7526 | 0.041165
| 704.9813 | 0.13722 | 704.9813 | 0.04 | 713.3808 | 0.15058 | 704.9813 | 0.0412 | 704.9813 | 0.046496 | 704.9813 | 0.042414
| 705.2099 | 0.13717 | 705.2099 | 0.04 | 713.6152 | 0.14858 | 705.2099 | 0.04008 | 705.2099 | 0.046016 | 705.2099 | 0.042748
| 705.4385 | 0.13779 | 705.4385 | 0.04 | 713.8497 | 0.14838 | 705.4385 | 0.04064 | 705.4385 | 0.046882 | 705.4385 | 0.042753
| 705.6672 | 0.13659 | 705.6672 | 0.03 | 714.0842 | 0.14698 | 705.6672 | 0.03964 | 705.6672 | 0.045165 | 705.6672 | 0.041677
| 705.8959 | 0.13607 | 705.8959 | 0.04 | 714.3188 | 0.14698 | 705.8959 | 0.04019 | 705.8959 | 0.046989 | 705.8959 | 0.04188
| 706.1246 | 0.13057 | 706.1246 | 0.03 | 714.5533 | 0.14557 | 706.1246 | 0.0392 | 706.1246 | 0.046842 | 706.1246 | 0.04092
| 706.3533 | 0.1343 | 706.3533 | 0.03 | 714.7878 | 0.14577 | 706.3533 | 0.03961 | 706.3533 | 0.045789 | 706.3533 | 0.040906
| 706.582 | 0.12926 | 706.582 | 0.03 | 715.0224 | 0.14357 | 706.582 | 0.03843 | 706.582 | 0.045069 | 706.582 | 0.040794
| 706.8107 | 0.13102 | 706.8107 | 0.03 | 715.2569 | 0.14337 | 706.8107 | 0.03922 | 706.8107 | 0.045735 | 706.8107 | 0.040389
| 707.0394 | 0.12634 | 707.0394 | 0.03 | 715.4915 | 0.14177 | 707.0394 | 0.03791 | 707.0394 | 0.043528 | 707.0394 | 0.038725
| 707.2681 | 0.12986 | 707.2681 | 0.03 | 715.726 | 0.14117 | 707.2681 | 0.03846 | 707.2681 | 0.044954 | 707.2681 | 0.03959
| 707.4968 | 0.12931 | 707.4968 | 0.03 | 715.9606 | 0.13977 | 707.4968 | 0.0376 | 707.4968 | 0.044277 | 707.4968 | 0.039172
| 707.7256 | 0.1282 | 707.7256 | 0.03 | 716.1952 | 0.14017 | 707.7256 | 0.03832 | 707.7256 | 0.044956 | 707.7256 | 0.039294
| 707.9543 | 0.12456 | 707.9543 | 0.03 | 716.4298 | 0.13837 | 707.9543 | 0.03712 | 707.9543 | 0.04188 | 707.9543 | 0.038321
| 708.183 | 0.12624 | 708.183 | 0.03 | 716.6644 | 0.13797 | 708.183 | 0.03747 | 708.183 | 0.042477 | 708.183 | 0.038541
| 708.4118 | 0.1236 | 708.4118 | 0.03 | 716.899 | 0.13636 | 708.4118 | 0.03653 | 708.4118 | 0.041879 | 708.4118 | 0.037869
| 708.6406 | 0.1245 | 708.6406 | 0.03 | 717.1337 | 0.13757 | 708.6406 | 0.0373 | 708.6406 | 0.042722 | 708.6406 | 0.037991
| 708.8694 | 0.12122 | 708.8694 | 0.03 | 717.3683 | 0.13376 | 708.8694 | 0.03609 | 708.8694 | 0.041927 | 708.8694 | 0.037188
| 709.0982 | 0.11797 | 709.0982 | 0.03 | 717.6029 | 0.13556 | 709.0982 | 0.03665 | 709.0982 | 0.042276 | 709.0982 | 0.03841
| 709.327 | 0.11824 | 709.327 | 0.03 | 717.8376 | 0.13236 | 709.327 | 0.03554 | 709.327 | 0.04254 | 709.327 | 0.037507
| 709.5558 | 0.11924 | 709.5558 | 0.03 | 718.0723 | 0.13336 | 709.5558 | 0.03609 | 709.5558 | 0.040887 | 709.5558 | 0.037591
| 709.7846 | 0.11756 | 709.7846 | 0.03 | 718.307 | 0.13176 | 709.7846 | 0.03523 | 709.7846 | 0.040431 | 709.7846 | 0.037452
| 710.0134 | 0.12052 | 710.0134 | 0.03 | 718.5416 | 0.13136 | 710.0134 | 0.03577 | 710.0134 | 0.039403 | 710.0134 | 0.037392
| 710.2422 | 0.11897 | 710.2422 | 0.03 | 718.7763 | 0.12916 | 710.2423 | 0.03459 | 710.2422 | 0.040064 | 710.2422 | 0.036822
| 710.4711 | 0.11612 | 710.4711 | 0.03 | 719.011 | 0.12976 | 710.4711 | 0.03541 | 710.4711 | 0.03996 | 710.4711 | 0.036066
| 710.7 | 0.11804 | 710.7 | 0.03 | 719.2457 | 0.12855 | 710.6999 | 0.03438 | 710.7 | 0.039875 | 710.7 | 0.036419
| 710.9288 | 0.11761 | 710.9288 | 0.03 | 719.4805 | 0.12855 | 710.9288 | 0.03512 | 710.9288 | 0.041341 | 710.9288 | 0.037269
| 711.1577 | 0.11282 | 711.1577 | 0.03 | 719.7152 | 0.12615 | 711.1576 | 0.03409 | 711.1577 | 0.039304 | 711.1577 | 0.036207
| 711.3865 | 0.11267 | 711.3865 | 0.03 | 719.9499 | 0.12615 | 711.3865 | 0.0347 | 711.3865 | 0.039431 | 711.3865 | 0.036024
| 711.6154 | 0.11206 | 711.6154 | 0.03 | 720.1847 | 0.12455 | 711.6154 | 0.03371 | 711.6154 | 0.039697 | 711.6154 | 0.035146
| 711.8444 | 0.113 | 711.8444 | 0.03 | 720.4194 | 0.12395 | 711.8444 | 0.03394 | 711.8444 | 0.038514 | 711.8444 | 0.034574
| 712.0732 | 0.10972 | 712.0732 | 0.03 | 720.6542 | 0.12235 | 712.0732 | 0.03311 | 712.0732 | 0.038666 | 712.0732 | 0.034382
| 712.3021 | 0.11129 | 712.3021 | 0.03 | 720.889 | 0.12295 | 712.3021 | 0.03363 | 712.3021 | 0.037792 | 712.3021 | 0.034427
| 712.5311 | 0.10845 | 712.5311 | 0.03 | 721.1238 | 0.12074 | 712.5311 | 0.03267 | 712.5311 | 0.037333 | 712.5311 | 0.034547
| 712.76 | 0.11013 | 712.76 | 0.03 | 721.3586 | 0.12095 | 712.76 | 0.03329 | 712.76 | 0.038082 | 712.76 | 0.034379
| 712.989 | 0.10471 | 712.989 | 0.03 | 721.5934 | 0.11914 | 712.989 | 0.03218 | 712.989 | 0.036635 | 712.989 | 0.034859
| 713.2179 | 0.1084 | 713.2179 | 0.03 | 721.8282 | 0.11954 | 713.2179 | 0.03259 | 713.2179 | 0.036885 | 713.2179 | 0.033435
| 713.4468 | 0.10432 | 713.4468 | 0.03 | 722.063 | 0.11794 | 713.4468 | 0.03183 | 713.4468 | 0.035772 | 713.4468 | 0.033409
| 713.6758 | 0.10625 | 713.6758 | 0.03 | 722.2979 | 0.11854 | 713.6758 | 0.03245 | 713.6758 | 0.036324 | 713.6758 | 0.03393
| 713.9048 | 0.1025 | 713.9048 | 0.03 | 722.5327 | 0.11734 | 713.9048 | 0.03146 | 713.9048 | 0.036178 | 713.9048 | 0.0339
| 714.1337 | 0.10582 | 714.1337 | 0.03 | 722.7675 | 0.11714 | 714.1337 | 0.03215 | 714.1337 | 0.0374 | 714.1337 | 0.033365
| 714.3627 | 0.10171 | 714.3627 | 0.03 | 723.0024 | 0.11534 | 714.3627 | 0.03105 | 714.3627 | 0.03507 | 714.3627 | 0.031771
| 714.5917 | 0.10106 | 714.5917 | 0.03 | 723.2373 | 0.11534 | 714.5917 | 0.0318 | 714.5917 | 0.037445 | 714.5917 | 0.032569
| 714.8207 | 0.09978 | 714.8207 | 0.03 | 723.4722 | 0.11434 | 714.8207 | 0.03054 | 714.8207 | 0.034689 | 714.8207 | 0.031849
| 715.0497 | 0.10402 | 715.0497 | 0.03 | 723.707 | 0.11394 | 715.0497 | 0.03155 | 715.0497 | 0.037154 | 715.0497 | 0.032969
| 715.2787 | 0.097736 | 715.2787 | 0.03 | 723.9419 | 0.11294 | 715.2787 | 0.03019 | 715.2787 | 0.034594 | 715.2787 | 0.032352
| 715.5078 | 0.10089 | 715.5078 | 0.03 | 724.1768 | 0.11314 | 715.5078 | 0.03121 | 715.5078 | 0.03574 | 715.5078 | 0.032605
| 715.7368 | 0.098838 | 715.7368 | 0.03 | 724.4118 | 0.11173 | 715.7368 | 0.02986 | 715.7368 | 0.034521 | 715.7368 | 0.031105
| 715.9659 | 0.098825 | 715.9659 | 0.03 | 724.6467 | 0.11133 | 715.9659 | 0.0307 | 715.9659 | 0.033553 | 715.9659 | 0.032786
| 716.1949 | 0.096046 | 716.1949 | 0.02 | 724.8816 | 0.11093 | 716.1949 | 0.02957 | 716.1949 | 0.034004 | 716.1949 | 0.030698
| 716.424 | 0.10042 | 716.424 | 0.03 | 725.1166 | 0.10973 | 716.424 | 0.03037 | 716.424 | 0.035364 | 716.424 | 0.03154
| 716.6531 | 0.09663 | 716.6531 | 0.02 | 725.3515 | 0.10873 | 716.6531 | 0.02934 | 716.6531 | 0.033088 | 716.6531 | 0.030421
| 716.8821 | 0.095486 | 716.8821 | 0.03 | 725.5865 | 0.10813 | 716.8821 | 0.02993 | 716.8821 | 0.033952 | 716.8821 | 0.030489
| 717.1113 | 0.094139 | 717.1113 | 0.02 | 725.8215 | 0.10753 | 717.1113 | 0.02892 | 717.1113 | 0.033377 | 717.1113 | 0.029214
| 717.3403 | 0.094857 | 717.3403 | 0.02 | 726.0565 | 0.10673 | 717.3403 | 0.02962 | 717.3403 | 0.034162 | 717.3403 | 0.032075
| 717.5695 | 0.091882 | 717.5695 | 0.02 | 726.2914 | 0.10553 | 717.5695 | 0.02839 | 717.5695 | 0.033778 | 717.5695 | 0.031675
| 717.7986 | 0.093445 | 717.7986 | 0.02 | 726.5264 | 0.10513 | 717.7986 | 0.02922 | 717.7986 | 0.034988 | 717.7986 | 0.03158
| 718.0277 | 0.091286 | 718.0277 | 0.02 | 726.7614 | 0.10453 | 718.0277 | 0.02834 | 718.0277 | 0.031825 | 718.0277 | 0.028672
| 718.2568 | 0.091186 | 718.2568 | 0.02 | 726.9965 | 0.10433 | 718.2568 | 0.02881 | 718.2568 | 0.033846 | 718.2568 | 0.030247
| 718.486 | 0.089391 | 718.486 | 0.02 | 727.2315 | 0.10292 | 718.486 | 0.02783 | 718.486 | 0.032125 | 718.486 | 0.028358
| 718.7151 | 0.091485 | 718.7151 | 0.02 | 727.4665 | 0.10292 | 718.7151 | 0.02854 | 718.7151 | 0.033588 | 718.7151 | 0.030008
| 718.9443 | 0.089119 | 718.9443 | 0.02 | 727.7016 | 0.10172 | 718.9443 | 0.02719 | 718.9443 | 0.031755 | 718.9443 | 0.02764
| 719.1735 | 0.091431 | 719.1735 | 0.02 | 727.9366 | 0.10092 | 719.1735 | 0.02825 | 719.1735 | 0.032219 | 719.1735 | 0.029837
| 719.4026 | 0.087371 | 719.4026 | 0.02 | 728.1717 | 0.10052 | 719.4026 | 0.02705 | 719.4026 | 0.029638 | 719.4026 | 0.027002
| 719.6318 | 0.089491 | 719.6318 | 0.02 | 728.4068 | 0.09992 | 719.6318 | 0.02789 | 719.6318 | 0.031599 | 719.6318 | 0.028818
| 719.861 | 0.086923 | 719.861 | 0.02 | 728.6419 | 0.09932 | 719.861 | 0.02659 | 719.861 | 0.030641 | 719.861 | 0.028444
| 720.0902 | 0.090208 | 720.0902 | 0.02 | 728.877 | 0.09892 | 720.0902 | 0.02758 | 720.0902 | 0.030386 | 720.0902 | 0.029078
| 720.3194 | 0.085374 | 720.3194 | 0.02 | 729.1121 | 0.09812 | 720.3194 | 0.02614 | 720.3194 | 0.029571 | 720.3194 | 0.027801
| 720.5486 | 0.085369 | 720.5486 | 0.02 | 729.3472 | 0.09672 | 720.5486 | 0.02715 | 720.5486 | 0.031314 | 720.5486 | 0.028264
| 720.7779 | 0.084165 | 720.7779 | 0.02 | 729.5823 | 0.09652 | 720.7779 | 0.02629 | 720.7779 | 0.030097 | 720.7779 | 0.026933
| 721.0071 | 0.086449 | 721.0071 | 0.02 | 729.8174 | 0.09331 | 721.0071 | 0.0267 | 721.0071 | 0.030806 | 721.0071 | 0.029501
| 721.2363 | 0.081716 | 721.2363 | 0.02 | 730.0526 | 0.09271 | 721.2363 | 0.02583 | 721.2363 | 0.029146 | 721.2363 | 0.027155
| 721.4656 | 0.083464 | 721.4656 | 0.02 | 730.2877 | 0.09371 | 721.4656 | 0.02659 | 721.4656 | 0.030883 | 721.4656 | 0.028513
| 721.6948 | 0.080687 | 721.6948 | 0.02 | 730.5229 | 0.09371 | 721.6948 | 0.02533 | 721.6948 | 0.029546 | 721.6948 | 0.026308
| 721.9241 | 0.082306 | 721.9241 | 0.02 | 730.758 | 0.09331 | 721.9241 | 0.02629 | 721.9241 | 0.031796 | 721.9241 | 0.026177
| 722.1534 | 0.079986 | 722.1534 | 0.02 | 730.9932 | 0.09351 | 722.1534 | 0.02515 | 722.1534 | 0.029363 | 722.1534 | 0.025072
| 722.3827 | 0.080841 | 722.3827 | 0.02 | 731.2284 | 0.09211 | 722.3827 | 0.02597 | 722.3827 | 0.030092 | 722.3827 | 0.027086
| 722.612 | 0.080993 | 722.612 | 0.02 | 731.4636 | 0.09111 | 722.612 | 0.02484 | 722.612 | 0.029277 | 722.612 | 0.026337
| 722.8413 | 0.078399 | 722.8413 | 0.02 | 731.6988 | 0.09031 | 722.8413 | 0.02577 | 722.8413 | 0.028011 | 722.8413 | 0.026681
| 723.0706 | 0.078555 | 723.0706 | 0.02 | 731.934 | 0.08971 | 723.0706 | 0.02455 | 723.0706 | 0.029115 | 723.0706 | 0.026379
| 723.2999 | 0.080126 | 723.2999 | 0.02 | 732.1692 | 0.08971 | 723.2999 | 0.02539 | 723.2999 | 0.028237 | 723.2999 | 0.026309
| 723.5292 | 0.078718 | 723.5292 | 0.02 | 732.4045 | 0.08871 | 723.5292 | 0.02434 | 723.5292 | 0.028194 | 723.5292 | 0.025158
| 723.7586 | 0.077303 | 723.7586 | 0.02 | 732.6397 | 0.0875 | 723.7586 | 0.02525 | 723.7586 | 0.027304 | 723.7586 | 0.026286
| 723.9879 | 0.076121 | 723.9879 | 0.02 | 732.875 | 0.08811 | 723.9879 | 0.02415 | 723.9879 | 0.027717 | 723.9879 | 0.025126
| 724.2173 | 0.074351 | 724.2173 | 0.02 | 733.1102 | 0.0869 | 724.2173 | 0.02465 | 724.2173 | 0.02803 | 724.2173 | 0.026778
| 724.4467 | 0.075315 | 724.4467 | 0.02 | 733.3455 | 0.0865 | 724.4467 | 0.0237 | 724.4467 | 0.02715 | 724.4467 | 0.024519
| 724.676 | 0.075769 | 724.676 | 0.02 | 733.5807 | 0.0843 | 724.676 | 0.02442 | 724.676 | 0.027418 | 724.676 | 0.025295
| 724.9054 | 0.074038 | 724.9054 | 0.02 | 733.816 | 0.0855 | 724.9054 | 0.0233 | 724.9054 | 0.026919 | 724.9054 | 0.024774
| 725.1348 | 0.074978 | 725.1348 | 0.02 | 734.0513 | 0.0843 | 725.1348 | 0.02407 | 725.1348 | 0.027976 | 725.1348 | 0.024844
| 725.3641 | 0.073584 | 725.3641 | 0.02 | 734.2866 | 0.0847 | 725.3641 | 0.02328 | 725.3641 | 0.027749 | 725.3641 | 0.023415
| 725.5936 | 0.075791 | 725.5936 | 0.02 | 734.5219 | 0.0835 | 725.5936 | 0.0238 | 725.5936 | 0.027538 | 725.5936 | 0.027044
| 725.823 | 0.070766 | 725.823 | 0.02 | 734.7573 | 0.0829 | 725.823 | 0.02277 | 725.823 | 0.0275 | 725.823 | 0.023427
| 726.0524 | 0.075175 | 726.0524 | 0.02 | 734.9926 | 0.0823 | 726.0524 | 0.02369 | 726.0524 | 0.026687 | 726.0524 | 0.023795
| 726.2819 | 0.07058 | 726.2819 | 0.02 | 735.2279 | 0.0825 | 726.2819 | 0.0226 | 726.2819 | 0.025972 | 726.2819 | 0.024145
| 726.5113 | 0.072583 | 726.5113 | 0.02 | 735.4633 | 0.0811 | 726.5113 | 0.02353 | 726.5113 | 0.026955 | 726.5113 | 0.024221
| 726.7407 | 0.070676 | 726.7407 | 0.02 | 735.6987 | 0.0815 | 726.7407 | 0.02229 | 726.7407 | 0.0262 | 726.7407 | 0.024341
| 726.9702 | 0.071518 | 726.9702 | 0.02 | 735.934 | 0.0803 | 726.9701 | 0.0232 | 726.9702 | 0.026627 | 726.9702 | 0.025587
| 727.1996 | 0.069428 | 727.1996 | 0.02 | 736.1694 | 0.0799 | 727.1997 | 0.02204 | 727.1996 | 0.025412 | 727.1996 | 0.023484
| 727.4291 | 0.070277 | 727.4291 | 0.02 | 736.4048 | 0.07889 | 727.4291 | 0.02278 | 727.4291 | 0.026302 | 727.4291 | 0.023833
| 727.6586 | 0.065948 | 727.6586 | 0.02 | 736.6402 | 0.07789 | 727.6586 | 0.02172 | 727.6586 | 0.02538 | 727.6586 | 0.022693
| 727.8881 | 0.068675 | 727.8881 | 0.02 | 736.8756 | 0.07709 | 727.8881 | 0.02264 | 727.8881 | 0.025946 | 727.8881 | 0.023942
| 728.1176 | 0.066038 | 728.1176 | 0.02 | 737.111 | 0.07789 | 728.1176 | 0.02137 | 728.1176 | 0.024087 | 728.1176 | 0.022202
| 728.347 | 0.06981 | 728.347 | 0.02 | 737.3464 | 0.07669 | 728.347 | 0.02216 | 728.347 | 0.025159 | 728.347 | 0.022662
| 728.5766 | 0.067272 | 728.5766 | 0.02 | 737.5819 | 0.07589 | 728.5766 | 0.02125 | 728.5766 | 0.024274 | 728.5766 | 0.021688
| 728.8061 | 0.068181 | 728.8061 | 0.02 | 737.8173 | 0.07329 | 728.8061 | 0.0219 | 728.8061 | 0.024933 | 728.8061 | 0.023322
| 729.0356 | 0.063389 | 729.0356 | 0.02 | 738.0527 | 0.07609 | 729.0356 | 0.02076 | 729.0356 | 0.024907 | 729.0356 | 0.023062
| 729.2652 | 0.06713 | 729.2652 | 0.02 | 738.2882 | 0.07409 | 729.2652 | 0.02168 | 729.2652 | 0.025477 | 729.2652 | 0.023061
| 729.4947 | 0.061284 | 729.4947 | 0.02 | 738.5237 | 0.07409 | 729.4947 | 0.02064 | 729.4947 | 0.024373 | 729.4947 | 0.021648
| 729.7242 | 0.065847 | 729.7242 | 0.02 | 738.7591 | 0.07249 | 729.7242 | 0.02134 | 729.7242 | 0.024259 | 729.7242 | 0.022611
| 729.9539 | 0.061873 | 729.9539 | 0.02 | 738.9946 | 0.07349 | 729.9539 | 0.02054 | 729.9539 | 0.023208 | 729.9539 | 0.022168
| 730.1834 | 0.064733 | 730.1834 | 0.02 | 739.2301 | 0.07229 | 730.1834 | 0.02117 | 730.1834 | 0.024507 | 730.1834 | 0.023346
| 730.413 | 0.064907 | 730.413 | 0.01 | 739.4656 | 0.07189 | 730.413 | 0.02017 | 730.413 | 0.023528 | 730.413 | 0.02143
| 730.6426 | 0.064648 | 730.6426 | 0.02 | 739.7011 | 0.07089 | 730.6426 | 0.02101 | 730.6426 | 0.023918 | 730.6426 | 0.022155
| 730.8722 | 0.06182 | 730.8722 | 0.02 | 739.9367 | 0.07129 | 730.8722 | 0.01991 | 730.8722 | 0.023469 | 730.8722 | 0.020857
| 731.1017 | 0.06374 | 731.1017 | 0.02 | 740.1722 | 0.06988 | 731.1018 | 0.02058 | 731.1017 | 0.023565 | 731.1017 | 0.022598
| 731.3314 | 0.060439 | 731.3314 | 0.01 | 740.4077 | 0.06868 | 731.3314 | 0.01965 | 731.3314 | 0.023117 | 731.3314 | 0.020853
| 731.561 | 0.062796 | 731.561 | 0.02 | 740.6433 | 0.06888 | 731.561 | 0.02057 | 731.561 | 0.022514 | 731.561 | 0.021196
| 731.7906 | 0.059297 | 731.7906 | 0.01 | 740.8788 | 0.06788 | 731.7907 | 0.01911 | 731.7906 | 0.023179 | 731.7906 | 0.020819
| 732.0203 | 0.05954 | 732.0203 | 0.02 | 741.1144 | 0.06768 | 732.0203 | 0.02023 | 732.0203 | 0.023833 | 732.0203 | 0.022402
| 732.2499 | 0.058225 | 732.2499 | 0.02 | 741.35 | 0.06808 | 732.2499 | 0.01922 | 732.2499 | 0.021574 | 732.2499 | 0.019747
| 732.4796 | 0.059654 | 732.4796 | 0.02 | 741.5856 | 0.06688 | 732.4796 | 0.01986 | 732.4796 | 0.022354 | 732.4796 | 0.021037
| 732.7092 | 0.057339 | 732.7092 | 0.02 | 741.8212 | 0.06688 | 732.7092 | 0.01899 | 732.7092 | 0.021363 | 732.7092 | 0.019996
| 732.9389 | 0.061955 | 732.9389 | 0.02 | 742.0568 | 0.06568 | 732.9389 | 0.01994 | 732.9389 | 0.021413 | 732.9389 | 0.020724
| 733.1686 | 0.057093 | 733.1686 | 0.01 | 742.2924 | 0.06568 | 733.1686 | 0.01889 | 733.1686 | 0.022736 | 733.1686 | 0.019927
| 733.3983 | 0.05604 | 733.3983 | 0.02 | 742.528 | 0.06508 | 733.3982 | 0.01945 | 733.3983 | 0.021787 | 733.3983 | 0.020472
| 733.628 | 0.057038 | 733.628 | 0.01 | 742.7636 | 0.06468 | 733.628 | 0.01845 | 733.628 | 0.02166 | 733.628 | 0.020302
| 733.8577 | 0.05805 | 733.8577 | 0.01 | 742.9993 | 0.06408 | 733.8577 | 0.01922 | 733.8577 | 0.021736 | 733.8577 | 0.020467
| 734.0874 | 0.057203 | 734.0874 | 0.01 | 743.2349 | 0.06388 | 734.0874 | 0.01832 | 734.0874 | 0.021991 | 734.0874 | 0.018921
| 734.3171 | 0.059413 | 734.3171 | 0.01 | 743.4706 | 0.06328 | 734.3171 | 0.01886 | 734.3171 | 0.020796 | 734.3171 | 0.019339
| 734.5469 | 0.056655 | 734.5469 | 0.01 | 743.7062 | 0.06348 | 734.5469 | 0.01785 | 734.5469 | 0.020378 | 734.5469 | 0.018204
| 734.7766 | 0.056538 | 734.7766 | 0.01 | 743.9419 | 0.06187 | 734.7766 | 0.01876 | 734.7766 | 0.020516 | 734.7766 | 0.020027
| 735.0063 | 0.053739 | 735.0063 | 0.01 | 744.1776 | 0.06147 | 735.0063 | 0.01767 | 735.0063 | 0.021258 | 735.0063 | 0.017899
| 735.2361 | 0.055728 | 735.2361 | 0.01 | 744.4133 | 0.05987 | 735.2361 | 0.01864 | 735.2361 | 0.021724 | 735.2361 | 0.019641
| 735.4659 | 0.056689 | 735.4659 | 0.01 | 744.649 | 0.06067 | 735.4659 | 0.01741 | 735.4659 | 0.019932 | 735.4659 | 0.018312
| 735.6956 | 0.053788 | 735.6956 | 0.01 | 744.8847 | 0.05967 | 735.6956 | 0.01856 | 735.6956 | 0.020045 | 735.6956 | 0.018418
| 735.9254 | 0.052777 | 735.9254 | 0.01 | 745.1204 | 0.05927 | 735.9254 | 0.01728 | 735.9254 | 0.019345 | 735.9254 | 0.018688
| 736.1552 | 0.054932 | 736.1552 | 0.01 | 745.3561 | 0.05847 | 736.1552 | 0.01809 | 736.1552 | 0.021099 | 736.1552 | 0.018528
| 736.385 | 0.049174 | 736.385 | 0.01 | 745.5919 | 0.05907 | 736.385 | 0.01696 | 736.385 | 0.020006 | 736.385 | 0.017257
| 736.6148 | 0.051592 | 736.6148 | 0.01 | 745.8276 | 0.05827 | 736.6148 | 0.01784 | 736.6148 | 0.020937 | 736.6148 | 0.019132
| 736.8446 | 0.052172 | 736.8446 | 0.01 | 746.0634 | 0.05767 | 736.8446 | 0.017 | 736.8446 | 0.01923 | 736.8446 | 0.01771
| 737.0744 | 0.05232 | 737.0744 | 0.01 | 746.2992 | 0.05647 | 737.0744 | 0.0178 | 737.0744 | 0.020102 | 737.0744 | 0.01969
| 737.3043 | 0.05186 | 737.3043 | 0.01 | 746.5349 | 0.05647 | 737.3043 | 0.01682 | 737.3043 | 0.01927 | 737.3043 | 0.01758
| 737.5341 | 0.052562 | 737.5341 | 0.01 | 746.7707 | 0.05587 | 737.5341 | 0.01746 | 737.5341 | 0.020916 | 737.5341 | 0.0191
| 737.7639 | 0.049213 | 737.7639 | 0.01 | 747.0065 | 0.05567 | 737.7639 | 0.01665 | 737.7639 | 0.019613 | 737.7639 | 0.01717
| 737.9938 | 0.049744 | 737.9938 | 0.01 | 747.2423 | 0.05507 | 737.9938 | 0.01704 | 737.9938 | 0.018761 | 737.9938 | 0.01846
| 738.2236 | 0.047698 | 738.2236 | 0.01 | 747.4781 | 0.05507 | 738.2236 | 0.01612 | 738.2236 | 0.018632 | 738.2236 | 0.016537
| 738.4536 | 0.047916 | 738.4536 | 0.01 | 747.7139 | 0.05427 | 738.4535 | 0.01726 | 738.4536 | 0.019947 | 738.4536 | 0.018169
| 738.6834 | 0.048008 | 738.6834 | 0.01 | 747.9497 | 0.05406 | 738.6834 | 0.01594 | 738.6834 | 0.018494 | 738.6834 | 0.018115
| 738.9133 | 0.049229 | 738.9133 | 0.01 | 748.1856 | 0.05366 | 738.9133 | 0.01681 | 738.9133 | 0.019918 | 738.9133 | 0.017659
| 739.1432 | 0.047467 | 739.1432 | 0.01 | 748.4214 | 0.05326 | 739.1432 | 0.01554 | 739.1432 | 0.018628 | 739.1432 | 0.016327
| 739.3731 | 0.046334 | 739.3731 | 0.01 | 748.6573 | 0.05286 | 739.3731 | 0.01678 | 739.3731 | 0.020366 | 739.3731 | 0.016857
| 739.603 | 0.046485 | 739.603 | 0.01 | 748.8931 | 0.05266 | 739.603 | 0.01543 | 739.603 | 0.018504 | 739.603 | 0.015702
| 739.8329 | 0.051638 | 739.8329 | 0.01 | 749.129 | 0.05266 | 739.8329 | 0.01636 | 739.8329 | 0.019515 | 739.8329 | 0.017496
| 740.0629 | 0.045237 | 740.0629 | 0.01 | 749.3649 | 0.05206 | 740.0629 | 0.01564 | 740.0629 | 0.018394 | 740.0629 | 0.016234
| 740.2928 | 0.045698 | 740.2928 | 0.01 | 749.6008 | 0.05186 | 740.2928 | 0.01614 | 740.2928 | 0.019853 | 740.2928 | 0.016308
| 740.5228 | 0.044959 | 740.5228 | 0.01 | 749.8367 | 0.05106 | 740.5228 | 0.01507 | 740.5228 | 0.017253 | 740.5228 | 0.015486
| 740.7527 | 0.04853 | 740.7527 | 0.01 | 750.0726 | 0.05086 | 740.7527 | 0.01593 | 740.7527 | 0.01807 | 740.7527 | 0.016532
| 740.9827 | 0.043763 | 740.9827 | 0.01 | 750.3085 | 0.05006 | 740.9827 | 0.01505 | 740.9827 | 0.017593 | 740.9827 | 0.016332
| 741.2126 | 0.046397 | 741.2126 | 0.01 | 750.5444 | 0.05006 | 741.2127 | 0.0158 | 741.2126 | 0.017597 | 741.2126 | 0.016837
| 741.4426 | 0.043584 | 741.4426 | 0.01 | 750.7804 | 0.04926 | 741.4426 | 0.01484 | 741.4426 | 0.016718 | 741.4426 | 0.017515
| 741.6726 | 0.044567 | 741.6726 | 0.01 | 751.0163 | 0.04906 | 741.6726 | 0.01549 | 741.6726 | 0.017434 | 741.6726 | 0.01612
| 741.9026 | 0.045915 | 741.9026 | 0.01 | 751.2523 | 0.04846 | 741.9026 | 0.01459 | 741.9026 | 0.016551 | 741.9026 | 0.016673
| 742.1326 | 0.042538 | 742.1326 | 0.01 | 751.4882 | 0.04846 | 742.1326 | 0.01556 | 742.1326 | 0.017661 | 742.1326 | 0.016553
| 742.3626 | 0.042049 | 742.3626 | 0.01 | 751.7242 | 0.04806 | 742.3626 | 0.01459 | 742.3626 | 0.016984 | 742.3626 | 0.014732
| 742.5927 | 0.044721 | 742.5927 | 0.01 | 751.9602 | 0.04766 | 742.5927 | 0.01532 | 742.5927 | 0.017531 | 742.5927 | 0.015289
| 742.8226 | 0.041795 | 742.8226 | 0.01 | 752.1961 | 0.04666 | 742.8226 | 0.01423 | 742.8226 | 0.016774 | 742.8226 | 0.014209
| 743.0527 | 0.041635 | 743.0527 | 0.01 | 752.4321 | 0.04666 | 743.0527 | 0.0153 | 743.0527 | 0.017519 | 743.0527 | 0.015089
| 743.2827 | 0.040408 | 743.2827 | 0.01 | 752.6681 | 0.04646 | 743.2827 | 0.01395 | 743.2827 | 0.016658 | 743.2827 | 0.015167
| 743.5128 | 0.04295 | 743.5128 | 0.01 | 752.9042 | 0.04666 | 743.5128 | 0.01468 | 743.5128 | 0.016587 | 743.5128 | 0.016676
| 743.7429 | 0.040144 | 743.7429 | 0.01 | 753.1402 | 0.04606 | 743.7429 | 0.01391 | 743.7429 | 0.015596 | 743.7429 | 0.015025
| 743.9729 | 0.044162 | 743.9729 | 0.01 | 753.3762 | 0.04586 | 743.9729 | 0.01473 | 743.9729 | 0.016734 | 743.9729 | 0.015962
| 744.203 | 0.041741 | 744.203 | 0.01 | 753.6123 | 0.04485 | 744.203 | 0.01379 | 744.203 | 0.016756 | 744.203 | 0.015058
| 744.4331 | 0.041711 | 744.4331 | 0.01 | 753.8483 | 0.04505 | 744.4331 | 0.01451 | 744.4331 | 0.016037 | 744.4331 | 0.016877
| 744.6631 | 0.040446 | 744.6631 | 0.01 | 754.0843 | 0.04445 | 744.6631 | 0.01355 | 744.6631 | 0.015835 | 744.6631 | 0.014876
| 744.8932 | 0.041434 | 744.8932 | 0.01 | 754.3204 | 0.04445 | 744.8932 | 0.01431 | 744.8932 | 0.017141 | 744.8932 | 0.014653
| 745.1234 | 0.038042 | 745.1234 | 0.01 | 754.5565 | 0.04385 | 745.1234 | 0.01317 | 745.1234 | 0.01528 | 745.1234 | 0.012525
| 745.3535 | 0.044387 | 745.3535 | 0.01 | 754.7926 | 0.04285 | 745.3535 | 0.01406 | 745.3535 | 0.016624 | 745.3535 | 0.014848
| 745.5836 | 0.038584 | 745.5836 | 0.01 | 755.0287 | 0.04265 | 745.5836 | 0.01309 | 745.5836 | 0.015512 | 745.5836 | 0.014634
| 745.8138 | 0.03859 | 745.8138 | 0.01 | 755.2648 | 0.04205 | 745.8138 | 0.01419 | 745.8138 | 0.018005 | 745.8138 | 0.014632
| 746.0439 | 0.038003 | 746.0439 | 0.01 | 755.5009 | 0.04265 | 746.0439 | 0.01304 | 746.0439 | 0.014173 | 746.0439 | 0.013807
| 746.274 | 0.040331 | 746.274 | 0.01 | 755.737 | 0.04165 | 746.274 | 0.01385 | 746.274 | 0.01523 | 746.274 | 0.014794
| 746.5042 | 0.035529 | 746.5042 | 0.01 | 755.9731 | 0.04165 | 746.5042 | 0.01268 | 746.5042 | 0.016023 | 746.5042 | 0.013291
| 746.7344 | 0.038858 | 746.7344 | 0.01 | 756.2092 | 0.04065 | 746.7344 | 0.01375 | 746.7344 | 0.015751 | 746.7344 | 0.014644
| 746.9645 | 0.036088 | 746.9645 | 0.01 | 756.4454 | 0.04145 | 746.9645 | 0.01267 | 746.9645 | 0.014727 | 746.9645 | 0.013554
| 747.1948 | 0.03756 | 747.1948 | 0.01 | 756.6816 | 0.03965 | 747.1948 | 0.01367 | 747.1948 | 0.016477 | 747.1948 | 0.014162
| 747.4249 | 0.035426 | 747.4249 | 0.01 | 756.9177 | 0.04085 | 747.4249 | 0.01237 | 747.4249 | 0.013835 | 747.4249 | 0.013583
| 747.6552 | 0.041003 | 747.6552 | 0.01 | 757.1539 | 0.03965 | 747.6552 | 0.01338 | 747.6552 | 0.015044 | 747.6552 | 0.014259
| 747.8853 | 0.03554 | 747.8853 | 0.01 | 757.3901 | 0.04005 | 747.8853 | 0.01217 | 747.8853 | 0.01312 | 747.8853 | 0.012258
| 748.1155 | 0.037175 | 748.1155 | 0.01 | 757.6263 | 0.03905 | 748.1155 | 0.01329 | 748.1155 | 0.015579 | 748.1155 | 0.014461
| 748.3458 | 0.035941 | 748.3458 | 0.01 | 757.8624 | 0.03965 | 748.3458 | 0.01211 | 748.3458 | 0.014287 | 748.3458 | 0.014256
| 748.576 | 0.03785 | 748.576 | 0.01 | 758.0987 | 0.03785 | 748.576 | 0.0132 | 748.576 | 0.01571 | 748.576 | 0.013862
| 748.8063 | 0.03562 | 748.8063 | 0.01 | 758.3349 | 0.03825 | 748.8063 | 0.01209 | 748.8063 | 0.013561 | 748.8063 | 0.013202
| 749.0365 | 0.034287 | 749.0365 | 0.01 | 758.5711 | 0.03865 | 749.0365 | 0.01195 | 749.0365 | 0.013415 | 749.0365 | 0.01392
| 749.2668 | 0.037086 | 749.2668 | 0.01 | 758.8073 | 0.03805 | 749.2668 | 0.01262 | 749.2668 | 0.013886 | 749.2668 | 0.012785
| 749.497 | 0.033305 | 749.497 | 0.01 | 759.0436 | 0.03724 | 749.497 | 0.01172 | 749.497 | 0.015026 | 749.497 | 0.012139
| 749.7273 | 0.033721 | 749.7273 | 0.01 | 759.2798 | 0.03704 | 749.7273 | 0.01269 | 749.7273 | 0.014779 | 749.7273 | 0.013691
| 749.9576 | 0.032957 | 749.9576 | 0.01 | 759.5161 | 0.03624 | 749.9576 | 0.01137 | 749.9576 | 0.014041 | 749.9576 | 0.012047
| 750.1879 | 0.034632 | 750.1879 | 0.01 | 759.7523 | 0.03785 | 750.1879 | 0.01246 | 750.1879 | 0.013769 | 750.1879 | 0.012525
| 750.4182 | 0.03434 | 750.4182 | 0.01 | 759.9886 | 0.03604 | 750.4181 | 0.01166 | 750.4182 | 0.013331 | 750.4182 | 0.013028
| 750.6485 | 0.034333 | 750.6485 | 0.01 | 760.2249 | 0.03624 | 750.6485 | 0.01242 | 750.6485 | 0.014502 | 750.6485 | 0.013141
| 750.8788 | 0.031448 | 750.8788 | 0.01 | 760.4612 | 0.03504 | 750.8788 | 0.01135 | 750.8788 | 0.012738 | 750.8788 | 0.011714
| 751.1091 | 0.033949 | 751.1091 | 0.01 | 760.6975 | 0.03504 | 751.1091 | 0.01237 | 751.1091 | 0.015239 | 751.1091 | 0.012858
| 751.3395 | 0.029808 | 751.3395 | 0.01 | 760.9338 | 0.03484 | 751.3395 | 0.01112 | 751.3395 | 0.013176 | 751.3395 | 0.011882
| 751.5698 | 0.034538 | 751.5698 | 0.01 | 761.1701 | 0.03564 | 751.5698 | 0.01211 | 751.5698 | 0.014196 | 751.5698 | 0.013163
| 751.8001 | 0.032376 | 751.8001 | 0.01 | 761.4064 | 0.03504 | 751.8001 | 0.01117 | 751.8001 | 0.012316 | 751.8001 | 0.011995
| 752.0305 | 0.032989 | 752.0305 | 0.01 | 761.6428 | 0.03464 | 752.0305 | 0.01181 | 752.0305 | 0.014558 | 752.0305 | 0.012313
| 752.2609 | 0.03221 | 752.2609 | 0.01 | 761.8791 | 0.03444 | 752.2609 | 0.0109 | 752.2609 | 0.012926 | 752.2609 | 0.012395
| 752.4912 | 0.032496 | 752.4912 | 0.01 | 762.1155 | 0.03384 | 752.4912 | 0.01185 | 752.4912 | 0.012715 | 752.4912 | 0.012726
| 752.7216 | 0.0255 | 752.7216 | 0.01 | 762.3518 | 0.03384 | 752.7216 | 0.01076 | 752.7216 | 0.012818 | 752.7216 | 0.011287
| 752.952 | 0.032884 | 752.952 | 0.01 | 762.5882 | 0.03364 | 752.952 | 0.0119 | 752.952 | 0.012895 | 752.952 | 0.01064
| 753.1824 | 0.029869 | 753.1824 | 0.01 | 762.8246 | 0.03304 | 753.1824 | 0.01056 | 753.1824 | 0.012283 | 753.1824 | 0.013461
| 753.4128 | 0.033445 | 753.4128 | 0.01 | 763.061 | 0.03304 | 753.4128 | 0.01148 | 753.4128 | 0.012846 | 753.4128 | 0.011088
| 753.6432 | 0.027081 | 753.6432 | 0.01 | 763.2974 | 0.03184 | 753.6432 | 0.01056 | 753.6432 | 0.013198 | 753.6432 | 0.011323
| 753.8736 | 0.03051 | 753.8736 | 0.01 | 763.5338 | 0.03284 | 753.8736 | 0.01136 | 753.8736 | 0.012944 | 753.8736 | 0.012476
| 754.1041 | 0.028225 | 754.1041 | 0.01 | 763.7702 | 0.03184 | 754.1041 | 0.01025 | 754.1041 | 0.012306 | 754.1041 | 0.011404
| 754.3345 | 0.032932 | 754.3345 | 0.01 | 764.0066 | 0.03204 | 754.3345 | 0.0118 | 754.3345 | 0.012516 | 754.3345 | 0.013058
| 754.5649 | 0.029871 | 754.5649 | 0.01 | 764.243 | 0.03204 | 754.5649 | 0.01006 | 754.5649 | 0.012308 | 754.5649 | 0.011884
| 754.7954 | 0.030342 | 754.7954 | 0.01 | 764.4795 | 0.03164 | 754.7954 | 0.01131 | 754.7954 | 0.013728 | 754.7954 | 0.012277
| 755.0258 | 0.029092 | 755.0258 | 0.01 | 764.7159 | 0.03104 | 755.0258 | 0.01013 | 755.0258 | 0.011056 | 755.0258 | 0.010881
| 755.2563 | 0.029374 | 755.2563 | 0.01 | 764.9524 | 0.03084 | 755.2563 | 0.01104 | 755.2563 | 0.012586 | 755.2563 | 0.011669
| 755.4868 | 0.030155 | 755.4868 | 0.01 | 765.1889 | 0.03024 | 755.4868 | 0.01018 | 755.4868 | 0.011097 | 755.4868 | 0.011155
| 755.7173 | 0.028324 | 755.7173 | 0.01 | 765.4253 | 0.03024 | 755.7173 | 0.01085 | 755.7173 | 0.011835 | 755.7173 | 0.011069
| 755.9478 | 0.026537 | 755.9478 | 0.01 | 765.6618 | 0.02984 | 755.9478 | 0.00974 | 755.9478 | 0.010479 | 755.9478 | 0.010738
| 756.1783 | 0.028613 | 756.1783 | 0.01 | 765.8983 | 0.03024 | 756.1783 | 0.01099 | 756.1783 | 0.012861 | 756.1783 | 0.011223
| 756.4088 | 0.028155 | 756.4088 | 0.01 | 766.1348 | 0.02984 | 756.4088 | 0.00963 | 756.4088 | 0.010988 | 756.4088 | 0.010446
| 756.6393 | 0.028122 | 756.6393 | 0.01 | 766.3713 | 0.02984 | 756.6393 | 0.01065 | 756.6393 | 0.011034 | 756.6393 | 0.011243
| 756.8698 | 0.026694 | 756.8698 | 0.01 | 766.6078 | 0.02903 | 756.8698 | 0.00981 | 756.8698 | 0.011219 | 756.8698 | 0.0099837
| 757.1003 | 0.028143 | 757.1003 | 0.01 | 766.8443 | 0.02924 | 757.1003 | 0.01059 | 757.1003 | 0.011194 | 757.1003 | 0.010408
| 757.3309 | 0.025766 | 757.3309 | 0.01 | 767.0809 | 0.02903 | 757.3309 | 0.00962 | 757.3309 | 0.011481 | 757.3309 | 0.0094546
| 757.5615 | 0.029964 | 757.5615 | 0.01 | 767.3174 | 0.02903 | 757.5615 | 0.01048 | 757.5615 | 0.01111 | 757.5615 | 0.011072
| 757.792 | 0.025659 | 757.792 | 0.01 | 767.554 | 0.02883 | 757.792 | 0.00943 | 757.792 | 0.011146 | 757.792 | 0.011385
| 758.0226 | 0.02753 | 758.0226 | 0.01 | 767.7905 | 0.02883 | 758.0226 | 0.0104 | 758.0226 | 0.01169 | 758.0226 | 0.01101
| 758.2532 | 0.023596 | 758.2532 | 0.01 | 768.0271 | 0.02803 | 758.2532 | 0.00961 | 758.2532 | 0.01099 | 758.2532 | 0.010286
| 758.4837 | 0.026751 | 758.4837 | 0.01 | 768.2637 | 0.02803 | 758.4837 | 0.01037 | 758.4837 | 0.011238 | 758.4837 | 0.010677
| 758.7143 | 0.027717 | 758.7143 | 0.01 | 768.5003 | 0.02803 | 758.7143 | 0.00918 | 758.7143 | 0.010594 | 758.7143 | 0.0091283
| 758.9449 | 0.027118 | 758.9449 | 0.01 | 768.7369 | 0.02783 | 758.9449 | 0.01033 | 758.9449 | 0.011234 | 758.9449 | 0.010349
| 759.1755 | 0.027699 | 759.1755 | 0.01 | 768.9735 | 0.02723 | 759.1755 | 0.00915 | 759.1755 | 0.0096682 | 759.1755 | 0.0099916
| 759.4061 | 0.026426 | 759.4061 | 0.01 | 769.2101 | 0.02703 | 759.4061 | 0.00964 | 759.4061 | 0.0117 | 759.4061 | 0.009263
| 759.6368 | 0.022427 | 759.6368 | 0.01 | 769.4467 | 0.02703 | 759.6368 | 0.00884 | 759.6368 | 0.010488 | 759.6368 | 0.010126
| 759.8674 | 0.026543 | 759.8674 | 0.01 | 769.6833 | 0.02703 | 759.8674 | 0.00989 | 759.8674 | 0.011147 | 759.8674 | 0.011702
| 760.098 | 0.023651 | 760.098 | 0.01 | 769.9199 | 0.02703 | 760.098 | 0.00896 | 760.098 | 0.010261 | 760.098 | 0.0094323
| 760.3287 | 0.025409 | 760.3287 | 0.01 | 770.1566 | 0.02683 | 760.3287 | 0.00979 | 760.3287 | 0.010735 | 760.3287 | 0.0098037
| 760.5593 | 0.022583 | 760.5593 | 0.01 | 770.3932 | 0.02603 | 760.5593 | 0.00864 | 760.5593 | 0.010552 | 760.5593 | 0.0089056
| 760.79 | 0.027505 | 760.79 | 0.01 | 770.6299 | 0.02603 | 760.79 | 0.00982 | 760.79 | 0.010114 | 760.79 | 0.0099106
| 761.0206 | 0.023653 | 761.0206 | 0.01 | 770.8666 | 0.02603 | 761.0206 | 0.00853 | 761.0206 | 0.010895 | 761.0206 | 0.0090544
| 761.2513 | 0.025086 | 761.2513 | 0.01 | 771.1033 | 0.02523 | 761.2513 | 0.00979 | 761.2513 | 0.011256 | 761.2513 | 0.0099885
| 761.482 | 0.024223 | 761.482 | 0.01 | 771.34 | 0.02583 | 761.482 | 0.00854 | 761.482 | 0.0098015 | 761.482 | 0.0082599
| 761.7127 | 0.025706 | 761.7127 | 0.01 | 771.5766 | 0.02603 | 761.7127 | 0.00954 | 761.7127 | 0.010565 | 761.7127 | 0.010368
| 761.9434 | 0.025943 | 761.9434 | 0.01 | 771.8134 | 0.02583 | 761.9434 | 0.00834 | 761.9434 | 0.0098054 | 761.9434 | 0.0091568
| 762.1741 | 0.02344 | 762.1741 | 0.01 | 772.0501 | 0.02543 | 762.1741 | 0.00959 | 762.1741 | 0.010537 | 762.1741 | 0.01052
| 762.4048 | 0.020591 | 762.4048 | 0.01 | 772.2868 | 0.02543 | 762.4049 | 0.00848 | 762.4048 | 0.0095457 | 762.4048 | 0.0089821
| 762.6356 | 0.025957 | 762.6356 | 0.01 | 772.5235 | 0.02463 | 762.6356 | 0.00936 | 762.6356 | 0.010467 | 762.6356 | 0.009749
| 762.8663 | 0.023961 | 762.8663 | 0.01 | 772.7603 | 0.02503 | 762.8663 | 0.00826 | 762.8663 | 0.0097207 | 762.8663 | 0.0094537
| 763.097 | 0.02438 | 763.097 | 0.01 | 772.997 | 0.02403 | 763.097 | 0.00937 | 763.097 | 0.0097676 | 763.097 | 0.01002
| 763.3278 | 0.021377 | 763.3278 | 0.01 | 773.2337 | 0.02443 | 763.3278 | 0.0082 | 763.3278 | 0.0099227 | 763.3278 | 0.0098474
| 763.5585 | 0.021753 | 763.5585 | 0.01 | 773.4705 | 0.02083 | 763.5585 | 0.00906 | 763.5585 | 0.010261 | 763.5585 | 0.010147
| 763.7893 | 0.023772 | 763.7893 | 0.01 | 773.7073 | 0.02283 | 763.7893 | 0.00822 | 763.7893 | 0.0096325 | 763.7893 | 0.0077296
| 764.0201 | 0.023824 | 764.0201 | 0.01 | 773.9441 | 0.02303 | 764.0201 | 0.00936 | 764.0201 | 0.0099771 | 764.0201 | 0.009371
| 764.2509 | 0.021258 | 764.2509 | 0.01 | 774.1809 | 0.02343 | 764.2509 | 0.00811 | 764.2509 | 0.0099556 | 764.2509 | 0.0073564
| 764.4817 | 0.022371 | 764.4817 | 0.01 | 774.4176 | 0.02343 | 764.4817 | 0.00905 | 764.4817 | 0.011479 | 764.4817 | 0.0099891
| 764.7125 | 0.019551 | 764.7125 | 0.01 | 774.6545 | 0.02383 | 764.7125 | 0.00806 | 764.7125 | 0.0091253 | 764.7125 | 0.010431
| 764.9433 | 0.02523 | 764.9433 | 0.01 | 774.8913 | 0.02243 | 764.9433 | 0.0089 | 764.9433 | 0.0096811 | 764.9433 | 0.0086249
| 765.1741 | 0.020157 | 765.1741 | 0.01 | 775.1281 | 0.02303 | 765.1741 | 0.00796 | 765.1741 | 0.010455 | 765.1741 | 0.0084788
| 765.4049 | 0.023018 | 765.4049 | 0.01 | 775.3649 | 0.02243 | 765.4049 | 0.00915 | 765.4049 | 0.01013 | 765.4049 | 0.0092879
| 765.6357 | 0.018678 | 765.6357 | 0.01 | 775.6018 | 0.02323 | 765.6357 | 0.00784 | 765.6357 | 0.0094771 | 765.6357 | 0.0084191
| 765.8666 | 0.020149 | 765.8666 | 0.01 | 775.8386 | 0.02203 | 765.8666 | 0.00894 | 765.8666 | 0.0090968 | 765.8666 | 0.0089743
| 766.0974 | 0.020949 | 766.0974 | 0 | 776.0755 | 0.02283 | 766.0974 | 0.00778 | 766.0974 | 0.0085115 | 766.0974 | 0.008594
| 766.3283 | 0.022148 | 766.3283 | 0.01 | 776.3123 | 0.02203 | 766.3283 | 0.00873 | 766.3283 | 0.0097665 | 766.3283 | 0.0086283
| 766.5591 | 0.020222 | 766.5591 | 0.01 | 776.5492 | 0.02203 | 766.5591 | 0.00766 | 766.5591 | 0.0086394 | 766.5591 | 0.0086959
| 766.79 | 0.023297 | 766.79 | 0.01 | 776.7861 | 0.02143 | 766.79 | 0.0088 | 766.79 | 0.0093918 | 766.79 | 0.010537
| 767.0209 | 0.021442 | 767.0209 | 0.01 | 777.023 | 0.02223 | 767.0209 | 0.00763 | 767.0209 | 0.0096122 | 767.0209 | 0.006582
| 767.2518 | 0.01929 | 767.2518 | 0.01 | 777.2599 | 0.02002 | 767.2518 | 0.00869 | 767.2518 | 0.0088679 | 767.2518 | 0.0072037
| 767.4827 | 0.018631 | 767.4827 | 0.01 | 777.4968 | 0.02143 | 767.4827 | 0.00749 | 767.4827 | 0.0079524 | 767.4827 | 0.0082817
| 767.7136 | 0.022864 | 767.7136 | 0.01 | 777.7337 | 0.02143 | 767.7136 | 0.00841 | 767.7136 | 0.0083361 | 767.7136 | 0.0085119
| 767.9445 | 0.020296 | 767.9445 | 0.01 | 777.9706 | 0.02103 | 767.9445 | 0.00743 | 767.9445 | 0.0081814 | 767.9445 | 0.0078427
| 768.1754 | 0.023484 | 768.1754 | 0.01 | 778.2076 | 0.02042 | 768.1754 | 0.00839 | 768.1754 | 0.010145 | 768.1754 | 0.0077598
| 768.4063 | 0.018651 | 768.4063 | 0.01 | 778.4445 | 0.01902 | 768.4063 | 0.00748 | 768.4063 | 0.0086286 | 768.4063 | 0.0078045
| 768.6373 | 0.020296 | 768.6373 | 0 | 778.6815 | 0.02002 | 768.6373 | 0.00853 | 768.6373 | 0.0099273 | 768.6373 | 0.0090803
| 768.8682 | 0.017877 | 768.8682 | 0.01 | 778.9184 | 0.02123 | 768.8682 | 0.00722 | 768.8682 | 0.0080018 | 768.8682 | 0.0077529
| 769.0992 | 0.022618 | 769.0992 | 0.01 | 779.1554 | 0.01922 | 769.0992 | 0.00843 | 769.0992 | 0.0084121 | 769.0992 | 0.0090338
| 769.3301 | 0.019742 | 769.3301 | 0 | 779.3923 | 0.02083 | 769.3301 | 0.00712 | 769.3301 | 0.0083652 | 769.3301 | 0.0081565
| 769.5611 | 0.021135 | 769.5611 | 0.01 | 779.6293 | 0.01922 | 769.5611 | 0.00812 | 769.5611 | 0.0091697 | 769.5611 | 0.0079417
| 769.7921 | 0.020542 | 769.7921 | 0 | 779.8663 | 0.02123 | 769.7921 | 0.00724 | 769.7921 | 0.0092062 | 769.7921 | 0.0080463
| 770.023 | 0.022459 | 770.023 | 0.01 | 780.1033 | 0.01942 | 770.023 | 0.0083 | 770.023 | 0.0093853 | 770.023 | 0.009325
| 770.254 | 0.019217 | 770.254 | 0.01 | 780.3403 | 0.02062 | 770.254 | 0.00711 | 770.254 | 0.0073896 | 770.254 | 0.0080595
| 770.485 | 0.01956 | 770.485 | 0.01 | 780.5773 | 0.01922 | 770.4851 | 0.00806 | 770.485 | 0.008999 | 770.485 | 0.0065255
| 770.716 | 0.017108 | 770.716 | 0 | 780.8144 | 0.01982 | 770.716 | 0.00704 | 770.716 | 0.0069311 | 770.716 | 0.0071379
| 770.947 | 0.020413 | 770.947 | 0.01 | 781.0514 | 0.01862 | 770.947 | 0.00815 | 770.947 | 0.0097978 | 770.947 | 0.0090209
| 771.178 | 0.018396 | 771.178 | 0 | 781.2884 | 0.01882 | 771.178 | 0.00686 | 771.178 | 0.0076145 | 771.178 | 0.0072362
| 771.4091 | 0.020553 | 771.4091 | 0.01 | 781.5255 | 0.01802 | 771.4091 | 0.00801 | 771.4091 | 0.0088469 | 771.4091 | 0.0094289
| 771.6401 | 0.017981 | 771.6401 | 0.01 | 781.7626 | 0.01902 | 771.6401 | 0.00684 | 771.6401 | 0.0085782 | 771.6401 | 0.0066871
| 771.8712 | 0.018287 | 771.8712 | 0 | 781.9996 | 0.01882 | 771.8711 | 0.00797 | 771.8712 | 0.0091119 | 771.8712 | 0.0091179
| 772.1022 | 0.01806 | 772.1022 | 0.01 | 782.2367 | 0.01882 | 772.1022 | 0.0068 | 772.1022 | 0.0080673 | 772.1022 | 0.006611
| 772.3333 | 0.018549 | 772.3333 | 0.01 | 782.4738 | 0.01862 | 772.3333 | 0.00771 | 772.3333 | 0.0091372 | 772.3333 | 0.0074508
| 772.5643 | 0.014966 | 772.5643 | 0.01 | 782.7109 | 0.01902 | 772.5643 | 0.00659 | 772.5643 | 0.008462 | 772.5643 | 0.0054826
| 772.7954 | 0.021405 | 772.7954 | 0 | 782.948 | 0.01822 | 772.7954 | 0.00771 | 772.7954 | 0.0090267 | 772.7954 | 0.0070717
| 773.0266 | 0.016168 | 773.0266 | 0 | 783.1851 | 0.01902 | 773.0266 | 0.00682 | 773.0266 | 0.0083303 | 773.0266 | 0.0075664
| 773.2576 | 0.0179 | 773.2576 | 0 | 783.4222 | 0.01782 | 773.2576 | 0.00753 | 773.2576 | 0.0093552 | 773.2576 | 0.0069249
| 773.4887 | 0.014695 | 773.4887 | 0.01 | 783.6593 | 0.01802 | 773.4887 | 0.0066 | 773.4887 | 0.0061568 | 773.4887 | 0.0069948
| 773.7198 | 0.017036 | 773.7198 | 0 | 783.8964 | 0.01742 | 773.7198 | 0.00757 | 773.7198 | 0.0089194 | 773.7198 | 0.0069543
| 773.9509 | 0.01388 | 773.9509 | 0.01 | 784.1336 | 0.01682 | 773.9509 | 0.00636 | 773.9509 | 0.007263 | 773.9509 | 0.0072022
| 774.1821 | 0.019128 | 774.1821 | 0.01 | 784.3707 | 0.01642 | 774.1821 | 0.00759 | 774.1821 | 0.0095534 | 774.1821 | 0.0062903
| 774.4132 | 0.016486 | 774.4132 | 0 | 784.6079 | 0.01782 | 774.4132 | 0.00625 | 774.4132 | 0.0084418 | 774.4132 | 0.0077241
| 774.6443 | 0.017639 | 774.6443 | 0.01 | 784.8451 | 0.01742 | 774.6444 | 0.00776 | 774.6443 | 0.0083987 | 774.6443 | 0.0070454
| 774.8755 | 0.015517 | 774.8755 | 0 | 785.0822 | 0.01742 | 774.8755 | 0.00622 | 774.8755 | 0.0078157 | 774.8755 | 0.0065012
| 775.1066 | 0.018707 | 775.1066 | 0 | 785.3194 | 0.01602 | 775.1066 | 0.00738 | 775.1066 | 0.0084078 | 775.1066 | 0.0078362
| 775.3378 | 0.016389 | 775.3378 | 0 | 785.5566 | 0.01702 | 775.3378 | 0.00628 | 775.3378 | 0.006465 | 775.3378 | 0.006662
| 775.569 | 0.017002 | 775.569 | 0.01 | 785.7938 | 0.01702 | 775.569 | 0.00754 | 775.569 | 0.0081986 | 775.569 | 0.0080313
| 775.8002 | 0.015108 | 775.8002 | 0 | 786.031 | 0.01642 | 775.8002 | 0.00631 | 775.8002 | 0.0076645 | 775.8002 | 0.0076294
| 776.0314 | 0.01667 | 776.0314 | 0 | 786.2682 | 0.01602 | 776.0314 | 0.00728 | 776.0314 | 0.0080846 | 776.0314 | 0.0096867
| 776.2625 | 0.016368 | 776.2625 | 0 | 786.5054 | 0.01662 | 776.2625 | 0.00589 | 776.2625 | 0.0073983 | 776.2625 | 0.0066539
| 776.4937 | 0.017739 | 776.4937 | 0 | 786.7427 | 0.01582 | 776.4937 | 0.00738 | 776.4937 | 0.0091805 | 776.4937 | 0.0081746
| 776.725 | 0.014968 | 776.725 | 0 | 786.9799 | 0.01602 | 776.725 | 0.00614 | 776.725 | 0.0072677 | 776.725 | 0.0066141
| 776.9562 | 0.019029 | 776.9562 | 0 | 787.2172 | 0.01582 | 776.9562 | 0.00715 | 776.9562 | 0.0085219 | 776.9562 | 0.0079939
| 777.1874 | 0.017714 | 777.1874 | 0 | 787.4544 | 0.01562 | 777.1874 | 0.00572 | 777.1874 | 0.0059095 | 777.1874 | 0.006988
| 777.4186 | 0.018778 | 777.4186 | 0.01 | 787.6917 | 0.01582 | 777.4186 | 0.00716 | 777.4186 | 0.0074091 | 777.4186 | 0.0068038
| 777.6499 | 0.012562 | 777.6499 | 0 | 787.9289 | 0.01582 | 777.6499 | 0.00573 | 777.6499 | 0.0060066 | 777.6499 | 0.005862
| 777.8811 | 0.015933 | 777.8811 | 0 | 788.1662 | 0.01542 | 777.8811 | 0.00713 | 777.8811 | 0.0064806 | 777.8811 | 0.005899
| 778.1124 | 0.013498 | 778.1124 | 0 | 788.4035 | 0.01502 | 778.1124 | 0.00586 | 778.1124 | 0.0069869 | 778.1124 | 0.0078585
| 778.3436 | 0.017915 | 778.3436 | 0 | 788.6408 | 0.01442 | 778.3436 | 0.00698 | 778.3436 | 0.0086295 | 778.3436 | 0.0083195
| 778.5749 | 0.016526 | 778.5749 | 0 | 788.8781 | 0.01522 | 778.5749 | 0.00573 | 778.5749 | 0.0063139 | 778.5749 | 0.0057621
| 778.8062 | 0.015387 | 778.8062 | 0 | 789.1154 | 0.01502 | 778.8062 | 0.00692 | 778.8062 | 0.0073893 | 778.8062 | 0.0076344
| 779.0375 | 0.015856 | 779.0375 | 0 | 789.3528 | 0.01502 | 779.0375 | 0.00571 | 779.0375 | 0.0067423 | 779.0375 | 0.0061388
| 779.2688 | 0.014405 | 779.2688 | 0 | 789.5901 | 0.01542 | 779.2688 | 0.00689 | 779.2688 | 0.0081194 | 779.2688 | 0.0082817
| 779.5001 | 0.015758 | 779.5001 | 0 | 789.8274 | 0.01502 | 779.5001 | 0.00556 | 779.5001 | 0.0059696 | 779.5001 | 0.0067761
| 779.7314 | 0.014457 | 779.7314 | 0 | 790.0648 | 0.01462 | 779.7314 | 0.00764 | 779.7314 | 0.0079866 | 779.7314 | 0.0074509
| 779.9627 | 0.01439 | 779.9627 | 0 | 790.3021 | 0.01502 | 779.9627 | 0.00549 | 779.9627 | 0.0072568 | 779.9627 | 0.0065506
| 780.194 | 0.0157 | 780.194 | 0 | 790.5395 | 0.01422 | 780.194 | 0.00692 | 780.194 | 0.0083148 | 780.194 | 0.0069279
| 780.4254 | 0.014373 | 780.4254 | 0 | 790.7769 | 0.01402 | 780.4254 | 0.00571 | 780.4254 | 0.0056498 | 780.4254 | 0.0066401
| 780.6567 | 0.018234 | 780.6567 | 0.01 | 791.0142 | 0.01382 | 780.6567 | 0.00669 | 780.6567 | 0.0077549 | 780.6567 | 0.0075883
| 780.8881 | 0.011249 | 780.8881 | 0 | 791.2516 | 0.01402 | 780.8881 | 0.00565 | 780.8881 | 0.0056207 | 780.8881 | 0.0041783
| 781.1194 | 0.01663 | 781.1194 | 0 | 791.489 | 0.01402 | 781.1195 | 0.00669 | 781.1194 | 0.0074588 | 781.1194 | 0.0061014
| 781.3508 | 0.012194 | 781.3508 | 0 | 791.7264 | 0.01402 | 781.3508 | 0.00554 | 781.3508 | 0.0078567 | 781.3508 | 0.0068848
| 781.5822 | 0.018085 | 781.5822 | 0 | 791.9638 | 0.01502 | 781.5822 | 0.00661 | 781.5822 | 0.0058794 | 781.5822 | 0.0067703
| 781.8136 | 0.012832 | 781.8136 | 0 | 792.2012 | 0.01402 | 781.8136 | 0.00525 | 781.8136 | 0.0057574 | 781.8136 | 0.0051487
| 782.045 | 0.017433 | 782.045 | 0 | 792.4387 | 0.01322 | 782.045 | 0.00626 | 782.045 | 0.0081016 | 782.045 | 0.0050558
| 782.2764 | 0.011838 | 782.2764 | 0 | 792.6761 | 0.01402 | 782.2764 | 0.00539 | 782.2764 | 0.0044452 | 782.2764 | 0.0063319
| 782.5078 | 0.015606 | 782.5078 | 0 | 792.9136 | 0.01442 | 782.5077 | 0.00652 | 782.5078 | 0.0064236 | 782.5078 | 0.006349
| 782.7392 | 0.01261 | 782.7392 | 0 | 793.151 | 0.01302 | 782.7392 | 0.00511 | 782.7392 | 0.0051309 | 782.7392 | 0.0068445
| 782.9706 | 0.014521 | 782.9706 | 0 | 793.3885 | 0.01402 | 782.9706 | 0.00634 | 782.9706 | 0.0085634 | 782.9706 | 0.0069426
| 783.202 | 0.013783 | 783.202 | 0 | 793.6259 | 0.01342 | 783.202 | 0.00511 | 783.202 | 0.0074034 | 783.202 | 0.005461
| 783.4335 | 0.014336 | 783.4335 | 0 | 793.8634 | 0.01422 | 783.4335 | 0.00644 | 783.4335 | 0.0070057 | 783.4335 | 0.0062077
| 783.6649 | 0.0090217 | 783.6649 | 0 | 794.1009 | 0.01302 | 783.6649 | 0.00502 | 783.6649 | 0.0063833 | 783.6649 | 0.0062917
| 783.8964 | 0.014957 | 783.8964 | 0.01 | 794.3384 | 0.01302 | 783.8964 | 0.00648 | 783.8964 | 0.0088467 | 783.8964 | 0.0074297
| 784.1278 | 0.011667 | 784.1278 | 0 | 794.5759 | 0.01201 | 784.1278 | 0.00495 | 784.1278 | 0.006579 | 784.1278 | 0.0050921
| 784.3593 | 0.015165 | 784.3593 | 0.01 | 794.8134 | 0.01282 | 784.3593 | 0.00618 | 784.3593 | 0.0055651 | 784.3593 | 0.0076191
| 784.5908 | 0.011457 | 784.5908 | 0 | 795.0509 | 0.01201 | 784.5908 | 0.00513 | 784.5908 | 0.004927 | 784.5908 | 0.0056162
| 784.8223 | 0.014493 | 784.8223 | 0 | 795.2885 | 0.01322 | 784.8223 | 0.00617 | 784.8223 | 0.0073322 | 784.8223 | 0.0069982
| 785.0538 | 0.012803 | 785.0538 | 0 | 795.526 | 0.01302 | 785.0538 | 0.00496 | 785.0538 | 0.006072 | 785.0538 | 0.0061174
| 785.2853 | 0.015737 | 785.2853 | 0 | 795.7635 | 0.01302 | 785.2853 | 0.0061 | 785.2853 | 0.0076162 | 785.2853 | 0.0062891
| 785.5168 | 0.010774 | 785.5168 | 0 | 796.0011 | 0.01181 | 785.5168 | 0.00484 | 785.5168 | 0.0058954 | 785.5168 | 0.0056975
| 785.7483 | 0.01783 | 785.7483 | 0 | 796.2386 | 0.01161 | 785.7483 | 0.00616 | 785.7483 | 0.0064193 | 785.7483 | 0.0072063
| 785.9798 | 0.014113 | 785.9798 | 0 | 796.4762 | 0.01121 | 785.9798 | 0.00487 | 785.9798 | 0.0051958 | 785.9798 | 0.0052295
| 786.2113 | 0.011574 | 786.2113 | 0 | 796.7138 | 0.01201 | 786.2113 | 0.00623 | 786.2113 | 0.0066361 | 786.2113 | 0.0063639
| 786.4429 | 0.010087 | 786.4429 | 0 | 796.9514 | 0.01201 | 786.4429 | 0.0047 | 786.4429 | 0.005386 | 786.4429 | 0.0054269
| 786.6744 | 0.01478 | 786.6744 | 0 | 797.1889 | 0.01302 | 786.6744 | 0.00586 | 786.6744 | 0.0065143 | 786.6744 | 0.0070109
| 786.9059 | 0.010522 | 786.9059 | 0 | 797.4265 | 0.01181 | 786.9059 | 0.00484 | 786.9059 | 0.0057744 | 786.9059 | 0.0056673
| 787.1375 | 0.01269 | 787.1375 | 0 | 797.6641 | 0.01201 | 787.1375 | 0.00583 | 787.1375 | 0.0063615 | 787.1375 | 0.005481
| 787.3691 | 0.011958 | 787.3691 | 0 | 797.9018 | 0.01201 | 787.3691 | 0.00489 | 787.3691 | 0.0051489 | 787.3691 | 0.0044539
| 787.6007 | 0.013149 | 787.6007 | 0 | 798.1394 | 0.01241 | 787.6007 | 0.0059 | 787.6007 | 0.0064952 | 787.6007 | 0.0059227
| 787.8323 | 0.011227 | 787.8323 | 0 | 798.377 | 0.01161 | 787.8323 | 0.00486 | 787.8323 | 0.005509 | 787.8323 | 0.0045015
| 788.0638 | 0.015822 | 788.0638 | 0 | 798.6146 | 0.01221 | 788.0638 | 0.00573 | 788.0638 | 0.006868 | 788.0638 | 0.0052696
| 788.2955 | 0.011284 | 788.2955 | 0 | 798.8523 | 0.01101 | 788.2955 | 0.00468 | 788.2955 | 0.0052275 | 788.2955 | 0.0041403
| 788.5271 | 0.015536 | 788.5271 | 0 | 799.09 | 0.01161 | 788.5271 | 0.00587 | 788.5271 | 0.0048293 | 788.5271 | 0.0063655
| 788.7587 | 0.013353 | 788.7587 | 0 | 799.3276 | 0.01041 | 788.7587 | 0.00459 | 788.7587 | 0.0049598 | 788.7587 | 0.0045284
| 788.9903 | 0.013857 | 788.9903 | 0 | 799.5653 | 0.01221 | 788.9903 | 0.00606 | 788.9903 | 0.0058771 | 788.9903 | 0.0070633
| 789.2219 | 0.013552 | 789.2219 | 0 | 799.803 | 0.01041 | 789.2219 | 0.00465 | 789.2219 | 0.0050003 | 789.2219 | 0.0047463
| 789.4536 | 0.015447 | 789.4536 | 0 | 800.0407 | 0.01141 | 789.4536 | 0.00582 | 789.4536 | 0.006719 | 789.4536 | 0.0056964
| 789.6852 | 0.011338 | 789.6852 | 0 | 800.2783 | 0.01101 | 789.6852 | 0.00447 | 789.6852 | 0.0056131 | 789.6852 | 0.0048194
| 789.9169 | 0.015078 | 789.9169 | 0 | 800.516 | 0.01101 | 789.9169 | 0.0058 | 789.9169 | 0.0072106 | 789.9169 | 0.0052592
| 790.1486 | 0.011655 | 790.1486 | 0 | 800.7538 | 0.01001 | 790.1486 | 0.00438 | 790.1486 | 0.0048192 | 790.1486 | 0.0058546
| 790.3802 | 0.011467 | 790.3802 | 0.01 | 800.9915 | 0.01121 | 790.3802 | 0.00562 | 790.3802 | 0.0058412 | 790.3802 | 0.0072721
| 790.6119 | 0.013111 | 790.6119 | 0 | 801.2292 | 0.01041 | 790.6119 | 0.00438 | 790.6119 | 0.0054556 | 790.6119 | 0.0053792
| 790.8436 | 0.01308 | 790.8436 | 0 | 801.4669 | 0.01121 | 790.8436 | 0.00564 | 790.8436 | 0.0059157 | 790.8436 | 0.0058859
| 791.0753 | 0.012071 | 791.0753 | 0 | 801.7047 | 0.00941 | 791.0753 | 0.00444 | 791.0753 | 0.0051272 | 791.0753 | 0.0054562
| 791.307 | 0.010822 | 791.307 | 0 | 801.9424 | 0.01101 | 791.307 | 0.00575 | 791.307 | 0.0063333 | 791.307 | 0.0068148
| 791.5387 | 0.0074214 | 791.5387 | 0 | 802.1802 | 0.00821 | 791.5387 | 0.00403 | 791.5387 | 0.0039952 | 791.5387 | 0.004587
| 791.7704 | 0.011969 | 791.7704 | 0 | 802.418 | 0.01101 | 791.7704 | 0.00539 | 791.7704 | 0.0062752 | 791.7704 | 0.0059961
| 792.0021 | 0.0081788 | 792.0021 | 0 | 802.6557 | 0.00901 | 792.0021 | 0.00409 | 792.0021 | 0.0058317 | 792.0021 | 0.0039147
| 792.2339 | 0.012542 | 792.2339 | 0 | 802.8935 | 0.01101 | 792.2339 | 0.00562 | 792.2339 | 0.005579 | 792.2339 | 0.007421
| 792.4656 | 0.0086368 | 792.4656 | 0 | 803.1313 | 0.01001 | 792.4656 | 0.00411 | 792.4656 | 0.0037649 | 792.4656 | 0.0042361
| 792.6973 | 0.013785 | 792.6973 | 0 | 803.3691 | 0.01001 | 792.6973 | 0.00559 | 792.6973 | 0.0067607 | 792.6973 | 0.005717
| 792.9291 | 0.010673 | 792.9291 | 0 | 803.6069 | 0.00941 | 792.9291 | 0.00427 | 792.9291 | 0.0051953 | 792.9291 | 0.004356
| 793.1609 | 0.012166 | 793.1609 | 0 | 803.8447 | 0.00981 | 793.1609 | 0.00528 | 793.1609 | 0.0056621 | 793.1609 | 0.0045565
| 793.3926 | 0.0080215 | 793.3926 | 0 | 804.0825 | 0.00961 | 793.3926 | 0.00401 | 793.3926 | 0.0042181 | 793.3926 | 0.0042223
| 793.6244 | 0.013236 | 793.6244 | 0 | 804.3204 | 0.01081 | 793.6244 | 0.00541 | 793.6244 | 0.0055876 | 793.6244 | 0.0049868
| 793.8562 | 0.011225 | 793.8562 | 0 | 804.5582 | 0.00981 | 793.8562 | 0.00413 | 793.8562 | 0.0059322 | 793.8562 | 0.0043068
| 794.088 | 0.014263 | 794.088 | 0 | 804.7961 | 0.01001 | 794.088 | 0.00536 | 794.088 | 0.0051919 | 794.088 | 0.0062525
| 794.3198 | 0.010807 | 794.3198 | 0 | 805.0339 | 0.01001 | 794.3198 | 0.00388 | 794.3198 | 0.0028241 | 794.3198 | 0.0041959
| 794.5516 | 0.010153 | 794.5516 | 0 | 805.2718 | 0.01101 | 794.5516 | 0.00507 | 794.5516 | 0.0059205 | 794.5516 | 0.0059512
| 794.7834 | 0.0072918 | 794.7834 | 0 | 805.5096 | 0.00821 | 794.7835 | 0.00384 | 794.7834 | 0.0042612 | 794.7834 | 0.0053457
| 795.0153 | 0.013435 | 795.0153 | 0 | 805.7475 | 0.00581 | 795.0153 | 0.00519 | 795.0153 | 0.0060152 | 795.0153 | 0.0055543
| 795.2471 | 0.010803 | 795.2471 | 0 | 805.9854 | 0.00941 | 795.2471 | 0.00404 | 795.2471 | 0.0046358 | 795.2471 | 0.0039443
| 795.4789 | 0.011261 | 795.4789 | 0 | 806.2233 | 0.01001 | 795.4789 | 0.00532 | 795.4789 | 0.0071006 | 795.4789 | 0.0064807
| 795.7108 | 0.0069187 | 795.7108 | 0 | 806.4612 | 0.00901 | 795.7107 | 0.00399 | 795.7108 | 0.003491 | 795.7108 | 0.0047067
| 795.9426 | 0.010506 | 795.9426 | 0 | 806.6991 | 0.00901 | 795.9426 | 0.00522 | 795.9426 | 0.0071793 | 795.9426 | 0.0049475
| 796.1745 | 0.0083779 | 796.1745 | 0 | 806.937 | 0.00901 | 796.1745 | 0.00405 | 796.1745 | 0.0044052 | 796.1745 | 0.0032848
| 796.4064 | 0.0133 | 796.4064 | 0 | 807.1749 | 0.00921 | 796.4064 | 0.00498 | 796.4064 | 0.0069183 | 796.4064 | 0.0048701
| 796.6382 | 0.0092247 | 796.6382 | 0 | 807.4129 | 0.00901 | 796.6382 | 0.00382 | 796.6382 | 0.0043177 | 796.6382 | 0.0048168
| 796.8701 | 0.012201 | 796.8701 | 0 | 807.6508 | 0.00841 | 796.8701 | 0.0052 | 796.8701 | 0.0070544 | 796.8701 | 0.0052001
| 797.102 | 0.0060354 | 797.102 | 0 | 807.8888 | 0.00701 | 797.102 | 0.00372 | 797.102 | 0.0042997 | 797.102 | 0.0034145
| 797.3339 | 0.013486 | 797.3339 | 0 | 808.1267 | 0.00941 | 797.3339 | 0.00492 | 797.3339 | 0.0057193 | 797.3339 | 0.0049518
| 797.5658 | 0.0093908 | 797.5658 | 0 | 808.3647 | 0.00901 | 797.5658 | 0.00389 | 797.5658 | 0.0043521 | 797.5658 | 0.0032199
| 797.7977 | 0.011589 | 797.7977 | 0 | 808.6027 | 0.00901 | 797.7977 | 0.0053 | 797.7977 | 0.004685 | 797.7977 | 0.0058918
| 798.0297 | 0.0076307 | 798.0297 | 0 | 808.8406 | 0.00801 | 798.0297 | 0.00389 | 798.0297 | 0.0045365 | 798.0297 | 0.0049657
| 798.2616 | 0.01083 | 798.2616 | 0 | 809.0786 | 0.00901 | 798.2616 | 0.00499 | 798.2616 | 0.0062371 | 798.2616 | 0.0045233
| 798.4935 | 0.0091237 | 798.4935 | 0 | 809.3166 | 0.00861 | 798.4935 | 0.00375 | 798.4935 | 0.0039141 | 798.4935 | 0.0029792
| 798.7255 | 0.011071 | 798.7255 | 0 | 809.5546 | 0.00841 | 798.7255 | 0.00475 | 798.7255 | 0.0056408 | 798.7255 | 0.0054277
| 798.9574 | 0.0087485 | 798.9574 | 0 | 809.7926 | 0.00761 | 798.9574 | 0.00344 | 798.9574 | 0.0047667 | 798.9574 | 0.0049749
| 799.1894 | 0.012902 | 799.1894 | 0 | 810.0307 | 0.00801 | 799.1894 | 0.00496 | 799.1894 | 0.0055381 | 799.1894 | 0.0043286
| 799.4213 | 0.0083607 | 799.4213 | 0 | 810.2687 | 0.00741 | 799.4213 | 0.00368 | 799.4213 | 0.0056247 | 799.4213 | 0.0049204
| 799.6533 | 0.011205 | 799.6533 | 0 | 810.5067 | 0.00781 | 799.6533 | 0.00499 | 799.6533 | 0.0043859 | 799.6533 | 0.0055611
| 799.8853 | 0.0052968 | 799.8853 | 0 | 810.7448 | 0.00821 | 799.8853 | 0.00344 | 799.8853 | 0.0031499 | 799.8853 | 0.003358
| 800.1173 | 0.0094226 | 800.1173 | 0 | 810.9828 | 0.00821 | 800.1173 | 0.00491 | 800.1173 | 0.0056435 | 800.1173 | 0.0038782
| 800.3493 | 0.0085906 | 800.3493 | 0 | 811.2209 | 0.00801 | 800.3493 | 0.00358 | 800.3493 | 0 | 800.3493 | 0.0043631
| 800.5813 | 0.010601 | 800.5813 | 0 | 811.4589 | 0.00821 | 800.5813 | 0.00482 | 800.5813 | 0 | 800.5813 | 0.0036766
| 800.8134 | 0.010638 | 800.8134 | 0 | 811.697 | 0.00801 | 800.8134 | 0.00352 | 800.8134 | 0 | 800.8134 | 0.0045301
| 801.0453 | 0.011471 | 801.0453 | 0 | 811.9351 | 0.00801 | 801.0453 | 0.0048 | 801.0453 | 0 | 801.0453 | 0.0058973
| 801.2774 | 0.0094954 | 801.2774 | 0 | 812.1732 | 0.00781 | 801.2774 | 0.00388 | 801.2774 | 0 | 801.2774 | 0.0042521
| 801.5094 | 0.013627 | 801.5094 | 0 | 812.4113 | 0.00801 | 801.5094 | 0.00471 | 801.5094 | 0 | 801.5094 | 0.0054856
| 801.7415 | 0.0076407 | 801.7415 | 0 | 812.6494 | 0.00741 | 801.7415 | 0.00359 | 801.7415 | 0 | 801.7415 | 0.0038572
| 801.9735 | 0.0090387 | 801.9735 | 0 | 812.8875 | 0.00801 | 801.9735 | 0.00476 | 801.9735 | 0 | 801.9735 | 0.0039143
| 802.2056 | 0.0094414 | 802.2056 | 0 | 813.1256 | 0.00781 | 802.2056 | 0.00335 | 802.2056 | 0 | 802.2056 | 0.0047761
| 802.4376 | 0.01181 | 802.4376 | 0 | 813.3638 | 0.00701 | 802.4376 | 0.00476 | 802.4376 | 0 | 802.4376 | 0.0058161
| 802.6697 | 0.0081766 | 802.6697 | 0 | 813.6019 | 0.00801 | 802.6697 | 0.00341 | 802.6697 | 0 | 802.6697 | 0.0030265
| 802.9018 | 0.0087485 | 802.9018 | 0 | 813.84 | 0.00801 | 802.9018 | 0.00473 | 802.9018 | 0 | 802.9018 | 0.0053168
| 803.1339 | 0.0066725 | 803.1339 | 0 | 814.0782 | 0.00801 | 803.1339 | 0.00334 | 803.1339 | 0 | 803.1339 | 0.0038248
| 803.366 | 0.0098484 | 803.366 | 0 | 814.3164 | 0.00701 | 803.366 | 0.00458 | 803.366 | 0 | 803.366 | 0.0052062
| 803.5981 | 0.0083194 | 803.5981 | 0 | 814.5545 | 0.00781 | 803.5981 | 0.00339 | 803.5981 | 0 | 803.5981 | 0.0038466
| 803.8302 | 0.012484 | 803.8302 | 0 | 814.7927 | 0.00821 | 803.8302 | 0.00469 | 803.8302 | 0 | 803.8302 | 0.0047396
| 804.0623 | 0.0096075 | 804.0623 | 0 | 815.0309 | 0.00721 | 804.0623 | 0.00314 | 804.0623 | 0 | 804.0623 | 0.0028871
| 804.2945 | 0.012168 | 804.2945 | 0 | 815.2691 | 0.00681 | 804.2945 | 0.00491 | 804.2945 | 0 | 804.2945 | 0.0051422
| 804.5266 | 0.01003 | 804.5266 | 0 | 815.5073 | 0.00701 | 804.5266 | 0.00339 | 804.5266 | 0 | 804.5266 | 0.0032391
| 804.7587 | 0.0096352 | 804.7587 | 0 | 815.7455 | 0.00741 | 804.7587 | 0.00491 | 804.7587 | 0 | 804.7587 | 0.0051484
| 804.9909 | 0.0053818 | 804.9909 | 0 | 815.9837 | 0.00721 | 804.9909 | 0.0035 | 804.9909 | 0 | 804.9909 | 0.0037135
| 805.2231 | 0.010409 | 805.2231 | 0 | 816.2219 | 0.00821 | 805.2231 | 0.0045 | 805.2231 | 0 | 805.2231 | 0.0050182
| 805.4552 | 0.009149 | 805.4552 | 0 | 816.4601 | 0.00701 | 805.4552 | 0.0033 | 805.4552 | 0 | 805.4552 | 0.0034918
| 805.6874 | 0.01009 | 805.6874 | 0 | 816.6984 | 0.00701 | 805.6874 | 0.00446 | 805.6874 | 0 | 805.6874 | 0.004624
| 805.9196 | 0.0065577 | 805.9196 | 0 | 816.9366 | 0.00701 | 805.9196 | 0.00318 | 805.9196 | 0 | 805.9196 | 0.0038551
| 806.1518 | 0.0094503 | 806.1518 | 0 | 817.1749 | 0.00741 | 806.1518 | 0.00472 | 806.1518 | 0 | 806.1518 | 0.0038366
| 806.384 | 0.0079029 | 806.384 | 0 | 817.4131 | 0.00661 | 806.384 | 0.00318 | 806.384 | 0 | 806.384 | 0.0015108
| 806.6161 | 0.010882 | 806.6161 | 0 | 817.6514 | 0.00621 | 806.6161 | 0.00456 | 806.6161 | 0 | 806.6161 | 0.0063101
| 806.8484 | 0.0059833 | 806.8484 | 0 | 817.8897 | 0.00621 | 806.8484 | 0.00332 | 806.8484 | 0 | 806.8484 | 0.0036355
| 807.0806 | 0.010813 | 807.0806 | 0 | 818.128 | 0.00721 | 807.0806 | 0.00484 | 807.0806 | 0 | 807.0806 | 0.0048893
| 807.3128 | 0.0075616 | 807.3128 | 0 | 818.3663 | 0.00681 | 807.3128 | 0.00328 | 807.3128 | 0 | 807.3128 | 0.0032786
| 807.545 | 0.010709 | 807.545 | 0 | 818.6046 | 0.00721 | 807.545 | 0.00459 | 807.545 | 0 | 807.545 | 0.0034312
| 807.7773 | 0.0098661 | 807.7773 | 0 | 818.8429 | 0.00741 | 807.7773 | 0.00309 | 807.7773 | 0 | 807.7773 | 0.0036707
| 808.0096 | 0.010153 | 808.0096 | 0 | 819.0812 | 0.00781 | 808.0096 | 0.00464 | 808.0096 | 0 | 808.0096 | 0.0043262
| 808.2418 | 0.0092335 | 808.2418 | 0 | 819.3195 | 0.00581 | 808.2418 | 0.00491 | 808.2418 | 0 | 808.2418 | 0.0044016
| 808.4741 | 0.0071964 | 808.4741 | 0 | 819.5578 | 0.00761 | 808.4741 | 0.00309 | 808.4741 | 0 | 808.4741 | 0.0034679
| 808.7064 | 0.0078028 | 808.7064 | 0 | 819.7962 | 0.00621 | 808.7064 | 0.00459 | 808.7064 | 0 | 808.7064 | 0.0056543
| 808.9387 | 0.0048336 | 808.9387 | 0 | 820.0345 | 0.00761 | 808.9387 | 0.00313 | 808.9387 | 0 | 808.9387 | 0.0038678
| 809.1709 | 0.0095109 | 809.1709 | 0 | 820.2729 | 0.00601 | 809.1709 | 0.00429 | 809.1709 | 0 | 809.1709 | 0.0032098
| 809.4032 | 0.0084227 | 809.4032 | 0 | 820.5112 | 0.00701 | 809.4032 | 0.0031 | 809.4032 | 0 | 809.4032 | 0.003435
| 809.6355 | 0.010179 | 809.6355 | 0 | 820.7496 | 0.00561 | 809.6355 | 0.00426 | 809.6355 | 0 | 809.6355 | 0.0053118
| 809.8678 | 0.0062805 | 809.8678 | 0 | 820.988 | 0.00681 | 809.8678 | 0.00317 | 809.8678 | 0 | 809.8678 | 0.0037587
| 810.1002 | 0.011717 | 810.1002 | 0 | 821.2264 | 0.00601 | 810.1002 | 0.00442 | 810.1002 | 0 | 810.1002 | 0.0050776
| 810.3325 | 0.012593 | 810.3325 | 0 | 821.4647 | 0.00601 | 810.3325 | 0.00346 | 810.3325 | 0 | 810.3325 | 0.00203
| 810.5648 | 0.012021 | 810.5648 | 0 | 821.7032 | 0.00601 | 810.5648 | 0.00484 | 810.5648 | 0 | 810.5648 | 0.0041269
| 810.7971 | 0.0067553 | 810.7971 | 0 | 821.9416 | 0.00661 | 810.7971 | 0.00322 | 810.7971 | 0 | 810.7971 | 0.0034852
| 811.0295 | 0.009555 | 811.0295 | 0 | 822.18 | 0.00581 | 811.0295 | 0.00469 | 811.0295 | 0 | 811.0295 | 0.0049663
| 811.2618 | 0.00712 | 811.2618 | 0 | 822.4184 | 0.00681 | 811.2618 | 0.0032 | 811.2618 | 0 | 811.2618 | 0.0016255
| 811.4942 | 0.0064516 | 811.4942 | 0 | 822.6568 | 0.00561 | 811.4942 | 0.00464 | 811.4942 | 0 | 811.4942 | 0.0042694
| 811.7266 | 0.00583 | 811.7266 | 0 | 822.8953 | 0.00641 | 811.7266 | 0.00259 | 811.7266 | 0 | 811.7266 | 0.0038924
| 811.9589 | 0.0081752 | 811.9589 | 0 | 823.1337 | 0.00601 | 811.9589 | 0.00416 | 811.9589 | 0 | 811.9589 | 0.0047031
| 812.1913 | 0.0083747 | 812.1913 | 0 | 823.3722 | 0.00601 | 812.1914 | 0.00283 | 812.1913 | 0 | 812.1913 | 0.0028828
| 812.4237 | 0.0095313 | 812.4237 | 0 | 823.6106 | 0.00561 | 812.4237 | 0.00441 | 812.4237 | 0 | 812.4237 | 0.0046053
| 812.6561 | 0.0054515 | 812.6561 | 0 | 823.8491 | 0.00701 | 812.6561 | 0.00271 | 812.6561 | 0 | 812.6561 | 0.002308
| 812.8885 | 0.0099206 | 812.8885 | 0 | 824.0876 | 0.004 | 812.8886 | 0.00444 | 812.8885 | 0 | 812.8885 | 0.0029062
| 813.121 | 0.0064214 | 813.121 | 0 | 824.326 | 0.00701 | 813.121 | 0.00302 | 813.121 | 0 | 813.121 | 0.0023982
| 813.3534 | 0.0087169 | 813.3534 | 0 | 824.5645 | 0.00541 | 813.3534 | 0.00447 | 813.3534 | 0 | 813.3534 | 0.0019029
| 813.5858 | 0.0051103 | 813.5858 | 0 | 824.803 | 0.00621 | 813.5858 | 0.00308 | 813.5858 | 0 | 813.5858 | 0.0029182
| 813.8182 | 0.0064584 | 813.8182 | 0 | 825.0415 | 0.00561 | 813.8182 | 0.00442 | 813.8182 | 0 | 813.8182 | 0.003824
| 814.0507 | 0.0053554 | 814.0507 | 0 | 825.28 | 0.00641 | 814.0507 | 0.00305 | 814.0507 | 0 | 814.0507 | 0.0025848
| 814.2831 | 0.0096251 | 814.2831 | 0 | 825.5186 | 0.00581 | 814.2831 | 0.00457 | 814.2831 | 0 | 814.2831 | 0.0029822
| 814.5156 | 0.0088118 | 814.5156 | 0 | 825.7571 | 0.00601 | 814.5156 | 0.00278 | 814.5156 | 0 | 814.5156 | 0.0024272
| 814.748 | 0.006274 | 814.748 | 0 | 825.9956 | 0.00461 | 814.7481 | 0.00429 | 814.748 | 0 | 814.748 | 0.0033857
| 814.9805 | 0.005789 | 814.9805 | 0 | 826.2342 | 0.00601 | 814.9805 | 0.00284 | 814.9805 | 0 | 814.9805 | 0.0038979
| 815.213 | 0.011612 | 815.213 | 0 | 826.4727 | 0.00521 | 815.213 | 0.0049 | 815.213 | 0 | 815.213 | 0.0033374
| 815.4455 | 0.0036529 | 815.4455 | 0 | 826.7113 | 0.00501 | 815.4455 | 0.00289 | 815.4455 | 0 | 815.4455 | 0.0021829
| 815.678 | 0.0098298 | 815.678 | 0 | 826.9499 | 0.00481 | 815.678 | 0.00416 | 815.678 | 0 | 815.678 | 0.0029692
| 815.9105 | 0.0054277 | 815.9105 | 0 | 827.1884 | 0.00601 | 815.9105 | 0.00271 | 815.9105 | 0 | 815.9105 | 0.0034711
| 816.143 | 0.0088392 | 816.143 | 0 | 827.427 | 0.00521 | 816.143 | 0.00418 | 816.143 | 0 | 816.143 | 0.0038479
| 816.3755 | 0.006887 | 816.3755 | 0 | 827.6656 | 0.00621 | 816.3755 | 0.00295 | 816.3755 | 0 | 816.3755 | 0.00074775
| 816.608 | 0.0080845 | 816.608 | 0 | 827.9042 | 0.00481 | 816.608 | 0.00461 | 816.608 | 0 | 816.608 | 0.0032519
| 816.8406 | 0.0063405 | 816.8406 | 0 | 828.1428 | 0.00601 | 816.8406 | 0.0031 | 816.8406 | 0 | 816.8406 | 0.0024461
| 817.0731 | 0.01038 | 817.0731 | 0 | 828.3814 | 0.00561 | 817.0731 | 0.00467 | 817.0731 | 0 | 817.0731 | 0.0052324
| 817.3057 | 0.0023499 | 817.3057 | 0 | 828.62 | 0.00581 | 817.3057 | 0.00293 | 817.3057 | 0 | 817.3057 | 0.0033733
| 817.5383 | 0.0066453 | 817.5383 | 0 | 828.8587 | 0.004 | 817.5383 | 0.00439 | 817.5383 | 0 | 817.5383 | 0.0045775
| 817.7708 | 0.0083422 | 817.7708 | 0 | 829.0973 | 0.00501 | 817.7708 | 0.00289 | 817.7708 | 0 | 817.7708 | 0.0022713
| 818.0034 | 0.010452 | 818.0034 | 0 | 829.3359 | 0.00481 | 818.0034 | 0.00469 | 818.0034 | 0 | 818.0034 | 0.0056864
| 818.236 | 0.0037366 | 818.236 | 0 | 829.5746 | 0.00601 | 818.236 | 0.0029 | 818.236 | 0 | 818.236 | 0.003146
| 818.4686 | 0.0081035 | 818.4686 | 0 | 829.8132 | 0.00501 | 818.4686 | 0.0044 | 818.4686 | 0 | 818.4686 | 0.0030817
| 818.7011 | 0.0017135 | 818.7011 | 0 | 830.0519 | 0.00521 | 818.7011 | 0.00242 | 818.7011 | 0 | 818.7011 | 0.004656
| 818.9337 | 0.010144 | 818.9337 | 0 | 830.2906 | 0.00461 | 818.9337 | 0.0047 | 818.9337 | 0 | 818.9337 | 0.0033899
| 819.1663 | 0.0046077 | 819.1663 | 0 | 830.5293 | 0.00521 | 819.1663 | 0.00305 | 819.1663 | 0 | 819.1663 | 0.0024988
| 819.399 | 0.0073458 | 819.399 | 0 | 830.768 | 0.00481 | 819.399 | 0.00448 | 819.399 | 0 | 819.399 | 0.0035041
| 819.6316 | 0.004247 | 819.6316 | 0 | 831.0066 | 0.00521 | 819.6316 | 0.00267 | 819.6316 | 0 | 819.6316 | 0.0027667
| 819.8642 | 0.01103 | 819.8642 | 0 | 831.2453 | 0.00521 | 819.8642 | 0.00437 | 819.8642 | 0 | 819.8642 | 0.0035962
| 820.0969 | 0.0085215 | 820.0969 | 0 | 831.4841 | 0.00501 | 820.0969 | 0.00308 | 820.0969 | 0 | 820.0969 | 0.0024275
| 820.3295 | 0.01017 | 820.3295 | 0 | 831.7228 | 0.00501 | 820.3295 | 0.00433 | 820.3295 | 0 | 820.3295 | 0.0046078
| 820.5621 | 0.0056596 | 820.5621 | 0 | 831.9615 | 0.00521 | 820.5621 | 0.00295 | 820.5621 | 0 | 820.5621 | 0.0036378
| 820.7948 | 0.0097371 | 820.7948 | 0 | 832.2002 | 0.00501 | 820.7948 | 0.00448 | 820.7948 | 0 | 820.7948 | 0.0049857
| 821.0275 | 0.0075744 | 821.0275 | 0 | 832.439 | 0.00541 | 821.0275 | 0.00258 | 821.0275 | 0 | 821.0275 | 0.0021898
| 821.2601 | 0.0067321 | 821.2601 | 0 | 832.6777 | 0.00501 | 821.2601 | 0.0043 | 821.2601 | 0 | 821.2601 | 0.004809
| 821.4928 | 0.0048461 | 821.4928 | 0 | 832.9165 | 0.00501 | 821.4928 | 0.00241 | 821.4928 | 0 | 821.4928 | 0.0038071
| 821.7255 | 0.009504 | 821.7255 | 0 | 833.1552 | 0.00501 | 821.7255 | 0.0043 | 821.7255 | 0 | 821.7255 | 0.0048065
| 821.9582 | 0.0047644 | 821.9582 | 0 | 833.394 | 0.00501 | 821.9582 | 0.00271 | 821.9582 | 0 | 821.9582 | 0.0037491
| 822.1909 | 0.0056671 | 822.1909 | 0 | 833.6328 | 0.00461 | 822.1909 | 0.00416 | 822.1909 | 0 | 822.1909 | 0.0034479
| 822.4236 | 0.0065234 | 822.4236 | 0 | 833.8716 | 0.00481 | 822.4236 | 0.00263 | 822.4236 | 0 | 822.4236 | 0.0032825
| 822.6564 | 0.012851 | 822.6564 | 0 | 834.1104 | 0.00521 | 822.6564 | 0.00438 | 822.6564 | 0 | 822.6564 | 0.0043344
| 822.8891 | 0.0059967 | 822.8891 | 0 | 834.3492 | 0.00501 | 822.8891 | 0.00272 | 822.8891 | 0 | 822.8891 | 0.0011208
| 823.1218 | 0.0086303 | 823.1218 | 0 | 834.588 | 0.00481 | 823.1218 | 0.00412 | 823.1218 | 0 | 823.1218 | 0.0048519
| 823.3546 | 0.0052081 | 823.3546 | 0 | 834.8268 | 0.00501 | 823.3546 | 0.0028 | 823.3546 | 0 | 823.3546 | 0.0036105
| 823.5873 | 0.00913 | 823.5873 | 0 | 835.0656 | 0.00481 | 823.5873 | 0.00433 | 823.5873 | 0 | 823.5873 | 0.0047759
| 823.8201 | 0.0041999 | 823.8201 | 0 | 835.3044 | 0.004 | 823.8201 | 0.0026 | 823.8201 | 0 | 823.8201 | 0.0015558
| 824.0528 | 0.0075137 | 824.0528 | 0 | 835.5433 | 0.004 | 824.0528 | 0.00453 | 824.0528 | 0 | 824.0528 | 0.0047845
| 824.2856 | 0.0057719 | 824.2856 | 0 | 835.7821 | 0.00421 | 824.2856 | 0.00296 | 824.2856 | 0 | 824.2856 | 0.0017149
| 824.5184 | 0.0071545 | 824.5184 | 0 | 836.0209 | 0.00421 | 824.5184 | 0.0045 | 824.5184 | 0 | 824.5184 | 0.0039468
| 824.7512 | 0.0056555 | 824.7512 | 0 | 836.2598 | 0.004 | 824.7512 | 0.00239 | 824.7512 | 0 | 824.7512 | 0.0013114
| 824.9839 | 0.0087906 | 824.9839 | 0 | 836.4987 | 0.004 | 824.984 | 0.00399 | 824.9839 | 0 | 824.9839 | 0.0033314
| 825.2167 | 0.0061871 | 825.2167 | 0 | 836.7376 | 0.00481 | 825.2167 | 0.00286 | 825.2167 | 0 | 825.2167 | 0.0051068
| 825.4495 | 0.0084058 | 825.4495 | 0 | 836.9764 | 0.00521 | 825.4495 | 0.00437 | 825.4495 | 0 | 825.4495 | 0.0047342
| 825.6824 | 0.010463 | 825.6824 | 0 | 837.2153 | 0.004 | 825.6824 | 0.0026 | 825.6824 | 0 | 825.6824 | 0.0030675
| 825.9152 | 0.0096179 | 825.9152 | 0 | 837.4542 | 0.004 | 825.9152 | 0.00413 | 825.9152 | 0 | 825.9152 | 0.0036486
| 826.148 | 0.0068242 | 826.148 | 0 | 837.6931 | 0.004 | 826.148 | 0.00257 | 826.148 | 0 | 826.148 | 0.0040619
| 826.3809 | 0.0091816 | 826.3809 | 0 | 837.932 | 0.00421 | 826.3809 | 0.00407 | 826.3809 | 0 | 826.3809 | 0.0049763
| 826.6137 | 0.0013304 | 826.6137 | 0 | 838.1709 | 0.004 | 826.6137 | 0.00225 | 826.6137 | 0 | 826.6137 | 0.0024352
| 826.8466 | 0.006223 | 826.8466 | 0 | 838.4099 | 0.004 | 826.8466 | 0.00437 | 826.8466 | 0 | 826.8466 | 0.0054521
| 827.0794 | 0.0056943 | 827.0794 | 0 | 838.6488 | 0.004 | 827.0794 | 0.00213 | 827.0794 | 0 | 827.0794 | 0.0022084
| 827.3123 | 0.0084685 | 827.3123 | 0 | 838.8877 | 0.00461 | 827.3123 | 0.00444 | 827.3123 | 0 | 827.3123 | 0.0046339
| 827.5452 | 0.0040818 | 827.5452 | 0 | 839.1267 | 0.004 | 827.5452 | 0.00242 | 827.5452 | 0 | 827.5452 | 0.0023079
| 827.778 | 0.0091348 | 827.778 | 0 | 839.3656 | 0.004 | 827.778 | 0.00395 | 827.778 | 0 | 827.778 | 0.0041486
| 828.0109 | 0.0034335 | 828.0109 | 0 | 839.6046 | 0.004 | 828.0109 | 0.00266 | 828.0109 | 0 | 828.0109 | 0.0018846
| 828.2438 | 0.0089836 | 828.2438 | 0 | 839.8436 | 0.004 | 828.2438 | 0.00453 | 828.2438 | 0 | 828.2438 | 0.0055963
| 828.4767 | 0.0034653 | 828.4767 | 0 | 840.0825 | 0.0036 | 828.4767 | 0.00265 | 828.4767 | 0 | 828.4767 | 0.0025562
| 828.7096 | 0.0043086 | 828.7096 | 0 | 840.3215 | 0.004 | 828.7096 | 0.00437 | 828.7096 | 0 | 828.7096 | 0.004387
| 828.9425 | 0.0030175 | 828.9425 | 0 | 840.5605 | 0.004 | 828.9425 | 0.00223 | 828.9425 | 0 | 828.9425 | 0.0029877
| 829.1755 | 0.0096185 | 829.1755 | 0 | 840.7995 | 0.004 | 829.1755 | 0.00406 | 829.1755 | 0 | 829.1755 | 0.0015129
| 829.4084 | 0.0070385 | 829.4084 | 0 | 841.0385 | 0.004 | 829.4084 | 0.00218 | 829.4084 | 0 | 829.4084 | 0.0032344
| 829.6413 | 0.009611 | 829.6413 | 0 | 841.2775 | 0.00501 | 829.6413 | 0.0041 | 829.6413 | 0 | 829.6413 | 0.004767
| 829.8743 | 0.0035219 | 829.8743 | 0 | 841.5166 | 0.004 | 829.8743 | 0.00246 | 829.8743 | 0 | 829.8743 | 0.0023052
| 830.1072 | 0.0053938 | 830.1072 | 0 | 841.7556 | 0.00501 | 830.1072 | 0.0043 | 830.1072 | 0 | 830.1072 | 0.0044403
| 830.3402 | 0.0063876 | 830.3402 | 0 | 841.9946 | 0.00441 | 830.3402 | 0.00258 | 830.3402 | 0 | 830.3402 | 0.0018145
| 830.5732 | 0.0071385 | 830.5732 | 0 | 842.2337 | 0.00501 | 830.5732 | 0.00432 | 830.5732 | 0 | 830.5732 | 0.0033303
| 830.8062 | 0.0037235 | 830.8062 | 0 | 842.4727 | 0.0034 | 830.8062 | 0.00259 | 830.8062 | 0 | 830.8062 | 0.0022321
| 831.0391 | 0.0059737 | 831.0391 | 0 | 842.7118 | 0.004 | 831.0391 | 0.00424 | 831.0391 | 0 | 831.0391 | 0.0037664
| 831.2721 | 0.00393 | 831.2721 | 0 | 842.9508 | 0.0034 | 831.2721 | 0.00239 | 831.2721 | 0 | 831.2721 | 0.0031098
| 831.5051 | 0.0057277 | 831.5051 | 0 | 843.1899 | 0.00421 | 831.5051 | 0.00449 | 831.5051 | 0 | 831.5051 | 0.0026834
| 831.7381 | 0.0022259 | 831.7381 | 0 | 843.429 | 0.0032 | 831.7381 | 0.0023 | 831.7381 | 0 | 831.7381 | 0.0040011
| 831.9711 | 0.0094918 | 831.9711 | 0 | 843.6681 | 0.004 | 831.9711 | 0.00425 | 831.9711 | 0 | 831.9711 | 0.0025519
| 832.2042 | 0.010578 | 832.2042 | 0 | 843.9072 | 0.004 | 832.2042 | 0.00262 | 832.2042 | 0 | 832.2042 | 0.00088757
| 832.4371 | 0.0073494 | 832.4371 | 0 | 844.1463 | 0.00441 | 832.4371 | 0.00441 | 832.4371 | 0 | 832.4371 | 0.0025783
| 832.6702 | 0.0023306 | 832.6702 | 0 | 844.3854 | 0.0028 | 832.6702 | 0.00222 | 832.6702 | 0 | 832.6702 | 0.0012725
| 832.9033 | 0.01023 | 832.9033 | 0 | 844.6245 | 0.004 | 832.9033 | 0.00396 | 832.9033 | 0 | 832.9033 | 0.0045401
| 833.1363 | -0.00020211 | 833.1363 | 0 | 844.8636 | 0.0038 | 833.1363 | 0.00213 | 833.1363 | 0 | 833.1363 | 0.0010928
| 833.3693 | 0.01 | 833.3693 | 0 | 845.1027 | 0.003 | 833.3693 | 0.00433 | 833.3693 | 0 | 833.3693 | 0.0040152
| 833.6024 | 0.0015821 | 833.6024 | 0 | 845.3419 | 0.0032 | 833.6024 | 0.00231 | 833.6024 | 0 | 833.6024 | 0.0026484
| 833.8354 | 0.010676 | 833.8354 | 0 | 845.581 | 0.00421 | 833.8355 | 0.00413 | 833.8354 | 0 | 833.8354 | 0.0038672
| 834.0685 | 0.0075735 | 834.0685 | 0 | 845.8202 | 0.0036 | 834.0685 | 0.00237 | 834.0685 | 0 | 834.0685 | 0.0016183
| 834.3016 | 0.0045876 | 834.3016 | 0 | 846.0593 | 0.00421 | 834.3016 | 0.00425 | 834.3016 | 0 | 834.3016 | 0.003587
| 834.5347 | 0.006995 | 834.5347 | 0 | 846.2985 | 0.0032 | 834.5347 | 0.00246 | 834.5347 | 0 | 834.5347 | 0.0038902
| 834.7678 | 0.0071477 | 834.7678 | 0 | 846.5377 | 0.004 | 834.7678 | 0.00401 | 834.7678 | 0 | 834.7678 | 0.0048571
| 835.0009 | 0.0081478 | 835.0009 | 0 | 846.7768 | 0.003 | 835.0009 | 0.00219 | 835.0009 | 0 | 835.0009 | 0.0040755
| 835.234 | 0.0082995 | 835.234 | 0 | 847.016 | 0.0032 | 835.234 | 0.00394 | 835.234 | 0 | 835.234 | 0.0043385
| 835.4672 | 0.0073428 | 835.4672 | 0 | 847.2552 | 0.003 | 835.4672 | 0.00267 | 835.4672 | 0 | 835.4672 | 0.0029075
| 835.7003 | 0.0092188 | 835.7003 | 0 | 847.4944 | 0.0036 | 835.7003 | 0.00451 | 835.7003 | 0 | 835.7003 | 0.005926
| 835.9334 | 0.0068709 | 835.9334 | 0 | 847.7337 | 0.0018 | 835.9334 | 0.00228 | 835.9334 | 0 | 835.9334 | 0.0016239
| 836.1666 | 0.004467 | 836.1666 | 0 | 847.9729 | 0.004 | 836.1666 | 0.00395 | 836.1666 | 0 | 836.1666 | 0.0030772
| 836.3997 | 0.0033795 | 836.3997 | 0 | 848.2121 | 0.003 | 836.3997 | 0.00205 | 836.3997 | 0 | 836.3997 | 0.0026287
| 836.6329 | 0.0071667 | 836.6329 | 0 | 848.4513 | 0.0032 | 836.6329 | 0.00388 | 836.6329 | 0 | 836.6329 | 0.0036781
| 836.866 | 0.0067668 | 836.866 | 0 | 848.6906 | 0.003 | 836.866 | 0.00242 | 836.866 | 0 | 836.866 | 0.0025191
| 837.0992 | 0.010362 | 837.0992 | 0 | 848.9298 | 0.0038 | 837.0992 | 0.00429 | 837.0992 | 0 | 837.0992 | 0.0044338
| 837.3324 | 0.0029414 | 837.3324 | 0 | 849.1691 | 0.003 | 837.3324 | 0.00211 | 837.3324 | 0 | 837.3324 | 0.0025222
| 837.5656 | 0.010013 | 837.5656 | 0 | 849.4083 | 0.00481 | 837.5656 | 0.00365 | 837.5656 | 0 | 837.5656 | 0.004164
| 837.7988 | 0.007021 | 837.7988 | 0 | 849.6476 | 0.003 | 837.7988 | 0.00253 | 837.7988 | 0 | 837.7988 | 0.0022762
| 838.032 | 0.010413 | 838.032 | 0 | 849.8869 | 0.004 | 838.032 | 0.00403 | 838.032 | 0 | 838.032 | 0.0037321
| 838.2651 | 0.0022023 | 838.2651 | 0 | 850.1261 | 0.0022 | 838.2651 | 0.00208 | 838.2651 | 0 | 838.2651 | 0.0025036
| 838.4984 | 0.0085683 | 838.4984 | 0 | 850.3654 | 0.0032 | 838.4983 | 0.00394 | 838.4984 | 0 | 838.4984 | 0.0037625
| 838.7316 | 0.00049666 | 838.7316 | 0 | 850.6047 | 0.002 | 838.7316 | 0.00242 | 838.7316 | 0 | 838.7316 | 0.0015327
| 838.9648 | 0.0070267 | 838.9648 | 0 | 850.844 | 0.0038 | 838.9648 | 0.00405 | 838.9648 | 0 | 838.9648 | 0.0048301
| 839.1981 | 0.0097829 | 839.1981 | 0 | 851.0833 | 0.0036 | 839.1981 | 0.00188 | 839.1981 | 0 | 839.1981 | 0.0031718
| 839.4313 | 0.0095639 | 839.4313 | 0 | 851.3226 | 0.0036 | 839.4313 | 0.00421 | 839.4313 | 0 | 839.4313 | 0.0045091
| 839.6646 | 0.0065005 | 839.6646 | 0 | 851.562 | 0.0032 | 839.6645 | 0.00199 | 839.6646 | 0 | 839.6646 | 0.0037064
| 839.8978 | 0.0063546 | 839.8978 | 0 | 851.8013 | 0.003 | 839.8978 | 0.0042 | 839.8978 | 0 | 839.8978 | 0.0049935
| 840.1311 | 0.0049926 | 840.1311 | 0 | 852.0407 | 0.003 | 840.1311 | 0.00226 | 840.1311 | 0 | 840.1311 | 0.0035196
| 840.3644 | 0.0079274 | 840.3644 | 0 | 852.28 | 0.003 | 840.3644 | 0.00418 | 840.3644 | 0 | 840.3644 | 0.0028497
| 840.5977 | 0.0042613 | 840.5977 | 0 | 852.5194 | 0.002 | 840.5977 | 0.00195 | 840.5977 | 0 | 840.5977 | 0.0013023
| 840.8309 | 0.0071334 | 840.8309 | 0 | 852.7587 | 0.0032 | 840.8309 | 0.00406 | 840.8309 | 0 | 840.8309 | 0.0028732
| 841.0642 | 0.0089044 | 841.0642 | 0 | 852.9981 | 0.003 | 841.0642 | 0.0021 | 841.0642 | 0 | 841.0642 | 0.0027312
| 841.2975 | 0.0091744 | 841.2975 | 0 | 853.2374 | 0.0034 | 841.2975 | 0.00397 | 841.2975 | 0 | 841.2975 | 0.0033926
| 841.5308 | 0.00087661 | 841.5308 | 0 | 853.4768 | 0.003 | 841.5308 | 0.00228 | 841.5308 | 0 | 841.5308 | 0.00017265
| 841.7641 | 0.0092374 | 841.7641 | 0 | 853.7162 | 0.0028 | 841.7641 | 0.00378 | 841.7641 | 0 | 841.7641 | 0.0042868
| 841.9974 | 0.0063461 | 841.9974 | 0 | 853.9556 | 0.0022 | 841.9974 | 0.0024 | 841.9974 | 0 | 841.9974 | 0.0026832
| 842.2308 | 0.0060404 | 842.2308 | 0 | 854.195 | 0.0038 | 842.2308 | 0.00415 | 842.2308 | 0 | 842.2308 | 0.0041993
| 842.4641 | 0.0038566 | 842.4641 | 0 | 854.4344 | 0.002 | 842.4641 | 0.00194 | 842.4641 | 0 | 842.4641 | 0.0011013
| 842.6974 | 0.0041282 | 842.6974 | 0 | 854.6738 | 0.0032 | 842.6975 | 0.00419 | 842.6974 | 0 | 842.6974 | 0.0053654
| 842.9308 | 0.0033634 | 842.9308 | 0 | 854.9133 | 0.0038 | 842.9308 | 0.00205 | 842.9308 | 0 | 842.9308 | 0.002995
| 843.1642 | 0.0064392 | 843.1642 | 0 | 855.1527 | 0.0032 | 843.1642 | 0.00367 | 843.1642 | 0 | 843.1642 | 0.0033542
| 843.3975 | 0.0059181 | 843.3975 | 0 | 855.3921 | 0.0022 | 843.3975 | 0.00198 | 843.3975 | 0 | 843.3975 | 0.0024635
| 843.6309 | 0.0064942 | 843.6309 | 0 | 855.6316 | 0.0034 | 843.6309 | 0.00416 | 843.6309 | 0 | 843.6309 | 0.0038874
| 843.8643 | 0.0019012 | 843.8643 | 0 | 855.871 | 0.0032 | 843.8643 | 0.00199 | 843.8643 | 0 | 843.8643 | 0.0018555
| 844.0977 | 0.0068689 | 844.0977 | 0 | 856.1105 | 0.0034 | 844.0977 | 0.00407 | 844.0977 | 0 | 844.0977 | 0.0055486
| 844.3311 | 0.0031869 | 844.3311 | 0 | 856.35 | 0.0024 | 844.3311 | 0.00223 | 844.3311 | 0 | 844.3311 | 0.0030671
| 844.5645 | 0.0074536 | 844.5645 | 0 | 856.5894 | 0.002 | 844.5644 | 0.00371 | 844.5645 | 0 | 844.5645 | 0.0024924
| 844.7979 | 0.0024071 | 844.7979 | 0 | 856.8289 | 0.002 | 844.7979 | 0.00236 | 844.7979 | 0 | 844.7979 | 0.00065564
| 845.0313 | 0.0087132 | 845.0313 | 0 | 857.0684 | 0.0026 | 845.0313 | 0.00413 | 845.0313 | 0 | 845.0313 | 0.0040542
| 845.2647 | 0.0085134 | 845.2647 | 0 | 857.3079 | 0.0016 | 845.2647 | 0.00208 | 845.2647 | 0 | 845.2647 | 0.0016343
| 845.4981 | 0.011479 | 845.4981 | 0 | 857.5474 | 0.003 | 845.4981 | 0.00394 | 845.4981 | 0 | 845.4981 | 0.0038588
| 845.7316 | 0.0042587 | 845.7316 | 0 | 857.7869 | 0.003 | 845.7316 | 0.00219 | 845.7316 | 0 | 845.7316 | 0.0020003
| 845.965 | 0.0070338 | 845.965 | 0 | 858.0264 | 0.003 | 845.965 | 0.00414 | 845.965 | 0 | 845.965 | 0.0059325
| 846.1985 | 0.0025842 | 846.1985 | 0 | 858.2659 | 0.003 | 846.1985 | 0.00195 | 846.1985 | 0 | 846.1985 | 0.0038608
| 846.4319 | 0.010072 | 846.4319 | 0 | 858.5055 | 0.003 | 846.432 | 0.00412 | 846.4319 | 0 | 846.4319 | 0.0060875
| 846.6654 | 0.0028598 | 846.6654 | 0 | 858.745 | 0.0024 | 846.6654 | 0.00215 | 846.6654 | 0 | 846.6654 | 0.00029489
| 846.8989 | 0.005557 | 846.8989 | 0 | 858.9846 | 0.0026 | 846.8989 | 0.00451 | 846.8989 | 0 | 846.8989 | 0.0039587
| 847.1323 | 0.00077524 | 847.1323 | 0 | 859.2241 | 0.0022 | 847.1323 | 0.0019 | 847.1323 | 0 | 847.1323 | 0.0036114
| 847.3658 | 0.0073011 | 847.3658 | 0 | 859.4637 | 0.003 | 847.3658 | 0.00373 | 847.3658 | 0 | 847.3658 | 0.003025
| 847.5993 | 0.0072745 | 847.5993 | 0 | 859.7032 | 0.0026 | 847.5993 | 0.00195 | 847.5993 | 0 | 847.5993 | 0.0022648
| 847.8328 | 0.011677 | 847.8328 | 0 | 859.9428 | 0.0026 | 847.8328 | 0.00461 | 847.8328 | 0 | 847.8328 | 0.0017244
| 848.0663 | 0.0044369 | 848.0663 | 0 | 860.1824 | 0.0024 | 848.0664 | 0.00199 | 848.0663 | 0 | 848.0663 | -6.1318e-05
| 848.2999 | 0.0097608 | 848.2999 | 0 | 860.422 | 0.003 | 848.2999 | 0.00387 | 848.2999 | 0 | 848.2999 | 0.0038917
| 848.5334 | 0.00087396 | 848.5334 | 0 | 860.6616 | 0.0028 | 848.5334 | 0.00216 | 848.5334 | 0 | 848.5334 | 0.002811
| 848.7669 | 0.0077951 | 848.7669 | 0 | 860.9012 | 0.0022 | 848.7669 | 0.00412 | 848.7669 | 0 | 848.7669 | 0.0067861
| 849.0004 | 0.0019966 | 849.0004 | 0 | 861.1408 | 0.002 | 849.0004 | 0.00203 | 849.0004 | 0 | 849.0004 | 0.0035919
| 849.2339 | 0.0051671 | 849.2339 | 0 | 861.3804 | 0.003 | 849.234 | 0.00423 | 849.2339 | 0 | 849.2339 | 0.0043416
| 849.4675 | 0.002807 | 849.4675 | 0 | 861.62 | 0.0032 | 849.4675 | 0.00212 | 849.4675 | 0 | 849.4675 | 0.0017611
| 849.701 | 0.0078303 | 849.701 | 0 | 861.8596 | 0.003 | 849.7011 | 0.00378 | 849.701 | 0 | 849.701 | 0.0044726
| 849.9346 | 0.0060681 | 849.9346 | 0 | 862.0993 | 0.003 | 849.9346 | 0.00194 | 849.9346 | 0 | 849.9346 | 0.0030558
| 850.1682 | 0.0062379 | 850.1682 | 0 | 862.3389 | 0.003 | 850.1682 | 0.00386 | 850.1682 | 0 | 850.1682 | 0.0043284
| 850.4018 | -5.8485e-05 | 850.4018 | 0 | 862.5786 | 0.0036 | 850.4018 | 0.00191 | 850.4018 | 0 | 850.4018 | 0.0017122
| 850.6354 | 0.0063914 | 850.6354 | 0 | 862.8182 | 0.003 | 850.6354 | 0.00338 | 850.6354 | 0 | 850.6354 | 0.0029733
| 850.869 | 0.0008472 | 850.869 | 0 | 863.0579 | 0.003 | 850.869 | 0.00204 | 850.869 | 0 | 850.869 | 0.003861
| 851.1025 | 0.012421 | 851.1025 | 0 | 863.2976 | 0.0026 | 851.1025 | 0.00435 | 851.1025 | 0 | 851.1025 | 0.0031841
| 851.3362 | 0.0042554 | 851.3362 | 0 | 863.5372 | 0.002 | 851.3362 | 0.00223 | 851.3362 | 0 | 851.3362 | 0.0039976
| 851.5698 | 0.0068088 | 851.5698 | 0 | 863.7769 | 0.003 | 851.5698 | 0.00375 | 851.5698 | 0 | 851.5698 | 0.0048925
| 851.8034 | 0.0040622 | 851.8034 | 0 | 864.0166 | 0.003 | 851.8034 | 0.00231 | 851.8034 | 0 | 851.8034 | 0.0051151
| 852.037 | 0.0053918 | 852.037 | 0 | 864.2563 | 0.0026 | 852.0371 | 0.00399 | 852.037 | 0 | 852.037 | 0.0064369
| 852.2707 | 0.0054864 | 852.2707 | 0 | 864.496 | 0.0028 | 852.2707 | 0.0023 | 852.2707 | 0 | 852.2707 | 0.0022251
| 852.5043 | 0.0078969 | 852.5043 | 0 | 864.7357 | 0.002 | 852.5043 | 0.00398 | 852.5043 | 0 | 852.5043 | 0.0049297
| 852.738 | 0.0017798 | 852.738 | 0 | 864.9754 | 0.0026 | 852.738 | 0.00182 | 852.738 | 0 | 852.738 | -0.00013471
| 852.9716 | 0.008405 | 852.9716 | 0 | 865.2152 | 0.0024 | 852.9716 | 0.00444 | 852.9716 | 0 | 852.9716 | 0.007969
| 853.2053 | 0.00277 | 853.2053 | 0 | 865.4549 | 0.003 | 853.2053 | 0.00169 | 853.2053 | 0 | 853.2053 | 0.0029427
| 853.439 | 0.0052437 | 853.439 | 0 | 865.6946 | 0.003 | 853.439 | 0.00418 | 853.439 | 0 | 853.439 | 0.0045619
| 853.6726 | 0.0054352 | 853.6726 | 0 | 865.9344 | 0.0026 | 853.6726 | 0.00172 | 853.6726 | 0 | 853.6726 | 0.004214
| 853.9063 | 0.0060011 | 853.9063 | 0 | 866.1741 | 0.0022 | 853.9063 | 0.00427 | 853.9063 | 0 | 853.9063 | 0.0033203
| 854.14 | 0.0053838 | 854.14 | 0 | 866.4139 | 0.0036 | 854.14 | 0.00221 | 854.14 | 0 | 854.14 | 0.0039008
| 854.3737 | 0.0086308 | 854.3737 | 0 | 866.6537 | 0.0026 | 854.3737 | 0.00455 | 854.3737 | 0 | 854.3737 | 0.0041303
| 854.6074 | 0.0010004 | 854.6074 | 0 | 866.8934 | 0.003 | 854.6074 | 0.0022 | 854.6074 | 0 | 854.6074 | 0.0011202
| 854.8411 | 0.0081544 | 854.8411 | 0 | 867.1332 | 0.002 | 854.8411 | 0.00436 | 854.8411 | 0 | 854.8411 | 0.0050582
| 855.0748 | 0.003699 | 855.0748 | 0 | 867.373 | 0.003 | 855.0748 | 0.00178 | 855.0748 | 0 | 855.0748 | 0.0019229
| 855.3085 | 0.0051724 | 855.3085 | 0 | 867.6128 | 0.0034 | 855.3085 | 0.00438 | 855.3085 | 0 | 855.3085 | 0.0048876
| 855.5423 | 0.0005537 | 855.5423 | 0 | 867.8526 | 0.003 | 855.5423 | 0.00192 | 855.5423 | 0 | 855.5423 | 0.0020894
| 855.776 | 0.010373 | 855.776 | 0 | 868.0924 | 0.0028 | 855.776 | 0.00399 | 855.776 | 0 | 855.776 | 0.0041877
| 856.0098 | 0.00041646 | 856.0098 | 0 | 868.3322 | 0.0032 | 856.0098 | 0.00244 | 856.0098 | 0 | 856.0098 | 0.0015176
| 856.2435 | 0.0116 | 856.2435 | 0 | 868.572 | 0.002 | 856.2435 | 0.00435 | 856.2435 | 0 | 856.2435 | 0.0052299
| 856.4773 | 0.0033753 | 856.4773 | 0 | 868.8119 | 0.0028 | 856.4773 | 0.00192 | 856.4773 | 0 | 856.4773 | 0.0013146
| 856.7111 | 0.0087048 | 856.7111 | 0 | 869.0517 | 0.0026 | 856.7111 | 0.00429 | 856.7111 | 0 | 856.7111 | 0.0030019
| 856.9448 | 0.0034 | 856.9448 | 0 | 869.2916 | 0.0036 | 856.9448 | 0.00217 | 856.9448 | 0 | 856.9448 | 0.0014235
| 857.1786 | 0.0065111 | 857.1786 | 0 | 869.5314 | 0.003 | 857.1786 | 0.00434 | 857.1786 | 0 | 857.1786 | 0.0039717
| 857.4124 | 0.0050243 | 857.4124 | 0 | 869.7713 | 0.0036 | 857.4124 | 0.00205 | 857.4124 | 0 | 857.4124 | 0.0021581
| 857.6462 | 0.00563 | 857.6462 | 0 | 870.0111 | 0.0028 | 857.6462 | 0.00433 | 857.6462 | 0 | 857.6462 | 0.00351
| 857.88 | 0.0041958 | 857.88 | 0 | 870.251 | 0.003 | 857.88 | 0.0018 | 857.88 | 0 | 857.88 | 0.0032703
| 858.1138 | 0.005927 | 858.1138 | 0 | 870.4909 | 0.002 | 858.1138 | 0.00445 | 858.1138 | 0 | 858.1138 | 0.0030621
| 858.3477 | 0.0017907 | 858.3477 | 0 | 870.7307 | 0.002 | 858.3477 | 0.0019 | 858.3477 | 0 | 858.3477 | 0.00094425
| 858.5814 | 0.01047 | 858.5814 | 0 | 870.9706 | 0.003 | 858.5814 | 0.0042 | 858.5814 | 0 | 858.5814 | 0.0035856
| 858.8153 | 0.0053028 | 858.8153 | 0 | 871.2105 | 0.003 | 858.8153 | 0.00199 | 858.8153 | 0 | 858.8153 | 0.0039249
| 859.0491 | 0.0094325 | 859.0491 | 0 | 871.4504 | 0.0018 | 859.0491 | 0.00421 | 859.0491 | 0 | 859.0491 | 0.005167
| 859.283 | -0.002953 | 859.283 | 0 | 871.6903 | 0.003 | 859.283 | 0.00219 | 859.283 | 0 | 859.283 | -0.00080185
| 859.5168 | 0.010537 | 859.5168 | 0 | 871.9303 | 0.0022 | 859.5168 | 0.00457 | 859.5168 | 0 | 859.5168 | 0.0048122
| 859.7507 | 0.0025776 | 859.7507 | 0 | 872.1702 | 0.0024 | 859.7507 | 0.00232 | 859.7507 | 0 | 859.7507 | 0.0017088
| 859.9846 | 0.006449 | 859.9846 | 0 | 872.4101 | 0.002 | 859.9846 | 0.00457 | 859.9846 | 0 | 859.9846 | 0.0053378
| 860.2184 | 0.0025585 | 860.2184 | 0 | 872.6501 | 0.003 | 860.2184 | 0.00195 | 860.2184 | 0 | 860.2184 | 0.0033218
| 860.4523 | 0.012206 | 860.4523 | 0 | 872.89 | 0.0028 | 860.4523 | 0.0045 | 860.4523 | 0 | 860.4523 | 0.0042888
| 860.6862 | 0.0046275 | 860.6862 | 0 | 873.13 | 0.0038 | 860.6862 | 0.00206 | 860.6862 | 0 | 860.6862 | 0.0019988
| 860.92 | 0.012099 | 860.92 | 0 | 873.3699 | 0.0022 | 860.92 | 0.00422 | 860.92 | 0 | 860.92 | 0.0028424
| 861.154 | 0.0031752 | 861.154 | 0 | 873.6099 | 0.0036 | 861.154 | 0.00176 | 861.154 | 0 | 861.154 | 0.00032074
| 861.3879 | 0.0068717 | 861.3879 | 0 | 873.8499 | 0.0038 | 861.3879 | 0.00438 | 861.3879 | 0 | 861.3879 | 0.0034338
| 861.6218 | 0.007028 | 861.6218 | 0 | 874.0898 | 0.00461 | 861.6218 | 0.00221 | 861.6218 | 0 | 861.6218 | 0.0050938
| 861.8557 | 0.0092062 | 861.8557 | 0 | 874.3298 | 0.0012 | 861.8557 | 0.00471 | 861.8557 | 0 | 861.8557 | 0.0060541
| 862.0897 | 0.0030094 | 862.0897 | 0 | 874.5698 | 0.0034 | 862.0897 | 0.00197 | 862.0897 | 0 | 862.0897 | 0.0010616
| 862.3236 | 0.010534 | 862.3236 | 0 | 874.8098 | 0.0014 | 862.3236 | 0.0045 | 862.3236 | 0 | 862.3236 | 0.0037348
| 862.5575 | 0.0058655 | 862.5575 | 0 | 875.0498 | 0.0038 | 862.5575 | 0.00214 | 862.5575 | 0 | 862.5575 | 0.003089
| 862.7914 | 0.010568 | 862.7914 | 0 | 875.2898 | 0.0018 | 862.7914 | 0.00455 | 862.7914 | 0 | 862.7914 | 0.004162
| 863.0255 | 0.0003136 | 863.0255 | 0 | 875.5299 | 0.0012 | 863.0254 | 0.00166 | 863.0255 | 0 | 863.0255 | 0.0024518
| 863.2594 | 0.0073506 | 863.2594 | 0 | 875.7699 | 0.0038 | 863.2594 | 0.00463 | 863.2594 | 0 | 863.2594 | 0.0044957
| 863.4933 | -0.0027343 | 863.4933 | 0 | 876.0099 | 0.0018 | 863.4933 | 0.00226 | 863.4933 | 0 | 863.4933 | 0.0019567
| 863.7274 | 0.010247 | 863.7274 | 0 | 876.25 | 0.0036 | 863.7274 | 0.00405 | 863.7274 | 0 | 863.7274 | 0.0045837
| 863.9613 | 0.0074087 | 863.9613 | 0 | 876.49 | 0.003 | 863.9613 | 0.00219 | 863.9613 | 0 | 863.9613 | 0.0019268
| 864.1953 | 0.0041632 | 864.1953 | 0 | 876.7301 | 0.0026 | 864.1953 | 0.00455 | 864.1953 | 0 | 864.1953 | 0.0047626
| 864.4293 | 0.0011568 | 864.4293 | 0 | 876.9701 | 0.0016 | 864.4293 | 0.00226 | 864.4293 | 0 | 864.4293 | 0.0019377
| 864.6633 | 0.010124 | 864.6633 | 0 | 877.2102 | 0.0034 | 864.6633 | 0.00465 | 864.6633 | 0 | 864.6633 | 0.0032569
| 864.8973 | 0.0026899 | 864.8973 | 0 | 877.4502 | 0.002 | 864.8973 | 0.00203 | 864.8973 | 0 | 864.8973 | 0.0039107
| 865.1313 | 0.0075332 | 865.1313 | 0 | 877.6903 | 0.0036 | 865.1313 | 0.00394 | 865.1313 | 0 | 865.1313 | 0.0054675
| 865.3654 | 0.0070489 | 865.3654 | 0 | 877.9304 | 0.0036 | 865.3654 | 0.00209 | 865.3654 | 0 | 865.3654 | 0.00075388
| 865.5994 | 0.0072817 | 865.5994 | 0 | 878.1705 | 0.003 | 865.5994 | 0.00423 | 865.5994 | 0 | 865.5994 | 0.0043728
| 865.8334 | 0.0042439 | 865.8334 | 0 | 878.4106 | 0.0026 | 865.8334 | 0.00203 | 865.8334 | 0 | 865.8334 | 0.0024281
| 866.0675 | 0.011389 | 866.0675 | 0 | 878.6507 | 0.0034 | 866.0675 | 0.00458 | 866.0675 | 0 | 866.0675 | 0.0031462
| 866.3015 | 0.0075117 | 866.3015 | 0 | 878.8908 | 0.0026 | 866.3015 | 0.00209 | 866.3015 | 0 | 866.3015 | 0.002163
| 866.5356 | 0.0082489 | 866.5356 | 0 | 879.131 | 0.0028 | 866.5356 | 0.00434 | 866.5356 | 0 | 866.5356 | 0.0049326
| 866.7697 | 0.0047985 | 866.7697 | 0 | 879.3711 | 0.0014 | 866.7696 | 0.00239 | 866.7697 | 0 | 866.7697 | 0.0026289
| 867.0037 | 0.0082098 | 867.0037 | 0 | 879.6112 | 0.0024 | 867.0037 | 0.00433 | 867.0037 | 0 | 867.0037 | 0.00567
| 867.2379 | 0.0073038 | 867.2379 | 0 | 879.8514 | 0.0022 | 867.2378 | 0.00217 | 867.2379 | 0 | 867.2379 | 0.0033623
| 867.4719 | 0.001639 | 867.4719 | 0 | 880.0915 | 0.0026 | 867.4719 | 0.00444 | 867.4719 | 0 | 867.4719 | 0.0053637
| 867.706 | 0.0038865 | 867.706 | 0 | 880.3317 | 0.002 | 867.706 | 0.00151 | 867.706 | 0 | 867.706 | 0.0016889
| 867.9401 | 0.0054573 | 867.9401 | 0 | 880.5718 | 0.0024 | 867.9401 | 0.00177 | 867.9401 | 0 | 867.9401 | 0.0029905
| 868.1742 | 0.0022858 | 868.1742 | 0 | 880.812 | 0.0018 | 868.1742 | 0.00443 | 868.1742 | 0 | 868.1742 | 0.004601
| 868.4083 | 0.00043261 | 868.4083 | 0 | 881.0522 | 0.0022 | 868.4083 | 0.00191 | 868.4083 | 0 | 868.4083 | 0.00063738
| 868.6425 | 0.012759 | 868.6425 | 0 | 881.2923 | 0.0032 | 868.6425 | 0.00443 | 868.6425 | 0 | 868.6425 | 0.005872
| 868.8766 | -0.0017903 | 868.8766 | 0 | 881.5325 | 0.0026 | 868.8766 | 0.00227 | 868.8766 | 0 | 868.8766 | 0.0032458
| 869.1107 | 0.011978 | 869.1107 | 0 | 881.7727 | 0.001 | 869.1107 | 0.00503 | 869.1107 | 0 | 869.1107 | 0.0059324
| 869.3448 | 0.00085855 | 869.3448 | 0 | 882.0129 | 0.0032 | 869.3448 | 0.00241 | 869.3448 | 0 | 869.3448 | 0.0030092
| 869.579 | 0.011024 | 869.579 | 0 | 882.2531 | 0.0024 | 869.579 | 0.00418 | 869.579 | 0 | 869.579 | 0.004036
| 869.8132 | -0.0002224 | 869.8132 | 0 | 882.4933 | 0.003 | 869.8132 | 0.00192 | 869.8132 | 0 | 869.8132 | 0.0023906
| 870.0473 | 0.0074049 | 870.0473 | 0 | 882.7336 | 0.002 | 870.0473 | 0.00484 | 870.0473 | 0 | 870.0473 | 0.0040713
| 870.2815 | 0.0047425 | 870.2815 | 0 | 882.9738 | 0.003 | 870.2815 | 0.00181 | 870.2815 | 0 | 870.2815 | 0.0046508
| 870.5157 | 0.0070391 | 870.5157 | 0 | 883.214 | 0.0018 | 870.5157 | 0.00451 | 870.5157 | 0 | 870.5157 | 0.007531
| 870.7499 | 0.0032453 | 870.7499 | 0 | 883.4543 | 0.0026 | 870.7499 | 0.00202 | 870.7499 | 0 | 870.7499 | 0.0010899
| 870.9841 | 0.011195 | 870.9841 | 0 | 883.6945 | 0.0018 | 870.9841 | 0.0046 | 870.9841 | 0 | 870.9841 | 0.0046341
| 871.2183 | 0.0033287 | 871.2183 | 0 | 883.9348 | 0.0022 | 871.2183 | 0.00181 | 871.2183 | 0 | 871.2183 | 0.0020501
| 871.4525 | 0.010646 | 871.4525 | 0 | 884.175 | 0.0026 | 871.4524 | 0.00478 | 871.4525 | 0 | 871.4525 | 0.0063298
| 871.6866 | 0.001352 | 871.6866 | 0 | 884.4153 | 0.004 | 871.6866 | 0.00206 | 871.6866 | 0 | 871.6866 | -0.0013447
| 871.9209 | 0.010183 | 871.9209 | 0 | 884.6556 | 0.0026 | 871.9209 | 0.00466 | 871.9209 | 0 | 871.9209 | 0.0029886
| 872.1551 | 0.0032762 | 872.1551 | 0 | 884.8958 | 0.0022 | 872.1551 | 0.00205 | 872.1551 | 0 | 872.1551 | -0.0002959
| 872.3893 | 0.0043886 | 872.3893 | 0 | 885.1361 | 0.002 | 872.3893 | 0.0047 | 872.3893 | 0 | 872.3893 | 0.0052643
| 872.6236 | 0.0042556 | 872.6236 | 0 | 885.3764 | 0.0024 | 872.6236 | 0.00211 | 872.6236 | 0 | 872.6236 | 0.00023639
| 872.8578 | 0.011804 | 872.8578 | 0 | 885.6167 | 0.002 | 872.8578 | 0.00442 | 872.8578 | 0 | 872.8578 | 0.0050892
| 873.0921 | 0.0054015 | 873.0921 | 0 | 885.857 | 0.0028 | 873.0921 | 0.00206 | 873.0921 | 0 | 873.0921 | 0.00246
| 873.3264 | 0.0069521 | 873.3264 | 0 | 886.0973 | 0.0024 | 873.3264 | 0.00494 | 873.3264 | 0 | 873.3264 | 0.0040837
| 873.5606 | 0.0065368 | 873.5606 | 0 | 886.3377 | 0.00421 | 873.5606 | 0.00205 | 873.5606 | 0 | 873.5606 | 0.00075221
| 873.7949 | 0.0018521 | 873.7949 | 0 | 886.578 | 0.0038 | 873.7949 | 0.00426 | 873.7949 | 0 | 873.7949 | 0.0071108
| 874.0292 | 0.0055362 | 874.0292 | 0 | 886.8183 | 0.0028 | 874.0292 | 0.00155 | 874.0292 | 0 | 874.0292 | 0.0026774
| 874.2634 | 0.0049651 | 874.2634 | 0 | 887.0587 | 0.002 | 874.2634 | 0.00468 | 874.2634 | 0 | 874.2634 | 0.0049913
| 874.4977 | 0.0091319 | 874.4977 | 0 | 887.299 | 0.0032 | 874.4977 | 0.00155 | 874.4977 | 0 | 874.4977 | 0.0039207
| 874.7321 | 0.0054328 | 874.7321 | 0 | 887.5394 | 0.0028 | 874.7321 | 0.00491 | 874.7321 | 0 | 874.7321 | 0.0044492
| 874.9663 | 0.0077771 | 874.9663 | 0 | 887.7797 | 0.0022 | 874.9663 | 0.00241 | 874.9663 | 0 | 874.9663 | 0.0036998
| 875.2006 | 0.013553 | 875.2006 | 0 | 888.0201 | 0.0028 | 875.2006 | 0.00505 | 875.2006 | 0 | 875.2006 | 0.0030787
| 875.435 | 0.0034558 | 875.435 | 0 | 888.2604 | 0.0024 | 875.435 | 0.00198 | 875.435 | 0 | 875.435 | -0.00022445
| 875.6693 | 0.015188 | 875.6693 | 0 | 888.5008 | 0.0018 | 875.6693 | 0.00489 | 875.6693 | 0 | 875.6693 | 0.0016409
| 875.9036 | 0.0021686 | 875.9036 | 0 | 888.7412 | 0.0028 | 875.9036 | 0.00227 | 875.9036 | 0 | 875.9036 | 0.0019978
| 876.138 | 0.0047821 | 876.138 | 0 | 888.9816 | 0.0024 | 876.138 | 0.00476 | 876.138 | 0 | 876.138 | 0.0062796
| 876.3723 | 0.0038565 | 876.3723 | 0 | 889.222 | 0.0016 | 876.3723 | 0.0019 | 876.3723 | 0 | 876.3723 | 0.0031077
| 876.6067 | 0.010142 | 876.6067 | 0 | 889.4624 | 0.0014 | 876.6067 | 0.0044 | 876.6067 | 0 | 876.6067 | 0.0053555
| 876.8411 | 0.0087509 | 876.8411 | 0 | 889.7028 | 0.0028 | 876.8411 | 0.00194 | 876.8411 | 0 | 876.8411 | 0.0018088
| 877.0754 | 0.0072211 | 877.0754 | 0 | 889.9432 | 0.0028 | 877.0754 | 0.00489 | 877.0754 | 0 | 877.0754 | 0.0057071
| 877.3098 | 0.0085065 | 877.3098 | 0 | 890.1837 | 0.002 | 877.3098 | 0.00183 | 877.3098 | 0 | 877.3098 | 0.00091647
| 877.5442 | 0.0083721 | 877.5442 | 0 | 890.4241 | 0.0026 | 877.5442 | 0.00484 | 877.5442 | 0 | 877.5442 | 0.003734
| 877.7786 | 0.0055233 | 877.7786 | 0 | 890.6645 | 0.0026 | 877.7786 | 0.00176 | 877.7786 | 0 | 877.7786 | 0.0048944
| 878.0129 | 0.005208 | 878.0129 | 0 | 890.905 | 0.0038 | 878.0129 | 0.00447 | 878.0129 | 0 | 878.0129 | 0.0027394
| 878.2473 | 0.0059384 | 878.2473 | 0 | 891.1454 | 0.0036 | 878.2473 | 0.00197 | 878.2473 | 0 | 878.2473 | 0.0001507
| 878.4818 | 0.0064277 | 878.4818 | 0 | 891.3859 | 0.003 | 878.4818 | 0.00442 | 878.4818 | 0 | 878.4818 | 0.0047553
| 878.7162 | 0.0046156 | 878.7162 | 0 | 891.6263 | 0.0022 | 878.7162 | 0.00193 | 878.7162 | 0 | 878.7162 | -0.00031951
| 878.9506 | 0.012903 | 878.9506 | 0 | 891.8668 | 0.002 | 878.9506 | 0.00437 | 878.9506 | 0 | 878.9506 | 0.0044137
| 879.185 | 0.0059327 | 879.185 | 0 | 892.1073 | 0.0022 | 879.185 | 0.0021 | 879.185 | 0 | 879.185 | 0.00054052
| 879.4194 | 0.0092204 | 879.4194 | 0 | 892.3478 | 0.002 | 879.4194 | 0.00487 | 879.4194 | 0 | 879.4194 | 0.004304
| 879.6539 | 0.0050791 | 879.6539 | 0 | 892.5883 | 0.002 | 879.6539 | 0.00176 | 879.6539 | 0 | 879.6539 | 0.0009777
| 879.8884 | 0.0091262 | 879.8884 | 0 | 892.8288 | 0.0028 | 879.8884 | 0.00487 | 879.8884 | 0 | 879.8884 | 0.0062146
| 880.1228 | 0.008693 | 880.1228 | 0 | 893.0693 | 0.0022 | 880.1228 | 0.00226 | 880.1228 | 0 | 880.1228 | 0.0036658
| 880.3572 | 0.0034879 | 880.3572 | 0 | 893.3098 | 0.003 | 880.3572 | 0.00525 | 880.3572 | 0 | 880.3572 | 0.0040494
| 880.5917 | 0.0063177 | 880.5917 | 0 | 893.5503 | 0.0028 | 880.5917 | 0.00239 | 880.5917 | 0 | 880.5917 | 0.0043574
| 880.8262 | 0.01077 | 880.8262 | 0 | 893.7908 | 0.0026 | 880.8262 | 0.0052 | 880.8262 | 0 | 880.8262 | 0.0037475
| 881.0607 | 0.0055588 | 881.0607 | 0 | 894.0313 | 0.002 | 881.0607 | 0.00245 | 881.0607 | 0 | 881.0607 | 0.0037288
| 881.2952 | 0.0042696 | 881.2952 | 0 | 894.2719 | 0.003 | 881.2952 | 0.00446 | 881.2952 | 0 | 881.2952 | 0.0045658
| 881.5297 | 0.0023377 | 881.5297 | 0 | 894.5124 | 0.0022 | 881.5297 | 0.00193 | 881.5297 | 0 | 881.5297 | 0.0044195
| 881.7642 | 0.0064947 | 881.7642 | 0 | 894.753 | 0.0028 | 881.7642 | 0.00566 | 881.7642 | 0 | 881.7642 | 0.0045885
| 881.9987 | 0.001277 | 881.9987 | 0 | 894.9935 | 0.0022 | 881.9987 | 0.00198 | 881.9987 | 0 | 881.9987 | 0.00067524
| 882.2332 | 0.013649 | 882.2332 | 0 | 895.2341 | 0.0028 | 882.2332 | 0.00428 | 882.2332 | 0 | 882.2332 | 0.0053372
| 882.4677 | 0.005229 | 882.4677 | 0 | 895.4746 | 0.0024 | 882.4677 | 0.00211 | 882.4677 | 0 | 882.4677 | 0.00017978
| 882.7023 | 0.011157 | 882.7023 | 0 | 895.7152 | 0.0036 | 882.7023 | 0.00506 | 882.7023 | 0 | 882.7023 | 0.0032658
| 882.9368 | 0.0079595 | 882.9368 | 0 | 895.9558 | 0.002 | 882.9368 | 0.00182 | 882.9368 | 0 | 882.9368 | 0.0010709
| 883.1713 | 0.0083384 | 883.1713 | 0 | 896.1964 | 0.0014 | 883.1713 | 0.0052 | 883.1713 | 0 | 883.1713 | 0.0056401
| 883.4059 | 0.0067085 | 883.4059 | 0 | 896.437 | 0.002 | 883.4059 | 0.00212 | 883.4059 | 0 | 883.4059 | 0.0054673
| 883.6404 | 0.0080743 | 883.6404 | 0 | 896.6776 | 0.003 | 883.6404 | 0.00484 | 883.6404 | 0 | 883.6404 | 0.0051229
| 883.875 | 0.0060128 | 883.875 | 0 | 896.9182 | 0.0018 | 883.875 | 0.00194 | 883.875 | 0 | 883.875 | 0.0013869
| 884.1096 | 0.0081839 | 884.1096 | 0 | 897.1588 | 0.0028 | 884.1096 | 0.00497 | 884.1096 | 0 | 884.1096 | 0.0016147
| 884.3442 | 0.0076893 | 884.3442 | 0 | 897.3994 | 0.002 | 884.3442 | 0.00219 | 884.3442 | 0 | 884.3442 | 0.0026366
| 884.5787 | 0.0055853 | 884.5787 | 0 | 897.64 | 0.003 | 884.5787 | 0.00523 | 884.5787 | 0 | 884.5787 | 0.0054616
| 884.8134 | 0.0080998 | 884.8134 | 0 | 897.8806 | 0.0022 | 884.8134 | 0.00199 | 884.8134 | 0 | 884.8134 | 0.00091563
| 885.0479 | 0.011676 | 885.0479 | 0 | 898.1213 | 0.0032 | 885.0479 | 0.00515 | 885.0479 | 0 | 885.0479 | 0.0079147
| 885.2825 | 0.0075129 | 885.2825 | 0 | 898.3619 | 0.003 | 885.2825 | 0.00262 | 885.2825 | 0 | 885.2825 | 0.0031283
| 885.5172 | 0.011827 | 885.5172 | 0 | 898.6026 | 0.00421 | 885.5172 | 0.00497 | 885.5172 | 0 | 885.5172 | 0.0028819
| 885.7518 | 0.0031611 | 885.7518 | 0 | 898.8432 | 0.0036 | 885.7518 | 0.00186 | 885.7518 | 0 | 885.7518 | 0.0038642
| 885.9864 | 0.0035703 | 885.9864 | 0 | 899.0839 | 0.00401 | 885.9864 | 0.00478 | 885.9864 | 0 | 885.9864 | 0.0073109
| 886.221 | 0.012145 | 886.221 | 0 | 899.3246 | 0.002 | 886.221 | 0.00189 | 886.221 | 0 | 886.221 | -0.0011892
| 886.4556 | 0.0082413 | 886.4556 | 0 | 899.5652 | 0.00421 | 886.4556 | 0.00459 | 886.4556 | 0 | 886.4556 | 0.0083465
| 886.6903 | 0.0073714 | 886.6903 | 0 | 899.8059 | 0.0024 | 886.6903 | 0.00186 | 886.6903 | 0 | 886.6903 | 0.0008113
| 886.9249 | 0.0084216 | 886.9249 | 0 | 900.0466 | 0.0036 | 886.9249 | 0.00569 | 886.9249 | 0 | 886.9249 | 0.0019051
| 887.1596 | 0.0025532 | 887.1596 | 0 | 900.2873 | 0.0018 | 887.1596 | 0.00276 | 887.1596 | 0 | 887.1596 | 0.0027374
| 887.3943 | 0.003556 | 887.3943 | 0 | 900.528 | 0.0038 | 887.3943 | 0.00515 | 887.3943 | 0 | 887.3943 | 0.0067626
| 887.629 | 0.0075095 | 887.629 | 0 | 900.7687 | 0.004 | 887.629 | 0.00234 | 887.629 | 0 | 887.629 | -0.00019329
| 887.8636 | 0.018586 | 887.8636 | 0 | 901.0094 | 0.0034 | 887.8637 | 0.00534 | 887.8636 | 0 | 887.8636 | 0.0021439
| 888.0983 | 0.0075237 | 888.0983 | 0 | 901.2501 | 0.0022 | 888.0983 | 0.002 | 888.0983 | 0 | 888.0983 | 0.0078136
| 888.333 | 0.010267 | 888.333 | 0 | 901.4909 | 0.00481 | 888.333 | 0.00502 | 888.333 | 0 | 888.333 | 0.0036233
| 888.5677 | 0.012043 | 888.5677 | 0 | 901.7316 | 0.0022 | 888.5677 | 0.00207 | 888.5677 | 0 | 888.5677 | -0.00036338
| 888.8024 | 0.013008 | 888.8024 | 0 | 901.9723 | 0.0034 | 888.8024 | 0.00555 | 888.8024 | 0 | 888.8024 | 0.0038047
| 889.0371 | 0.005971 | 889.0371 | 0 | 902.2131 | 0.0024 | 889.0371 | 0.00122 | 889.0371 | 0 | 889.0371 | 0.0026454
| 889.2719 | 0.0065571 | 889.2719 | 0 | 902.4538 | 0.00641 | 889.2718 | 0.00521 | 889.2719 | 0 | 889.2719 | 0.004638
| 889.5065 | 0.0019163 | 889.5065 | 0 | 902.6946 | 0.0032 | 889.5065 | 0.00217 | 889.5065 | 0 | 889.5065 | 0.0017088
| 889.7413 | 0.013169 | 889.7413 | 0 | 902.9353 | 0.0026 | 889.7413 | 0.00482 | 889.7413 | 0 | 889.7413 | 0.0037989
| 889.976 | 0.0025856 | 889.976 | 0 | 903.1761 | 0.003 | 889.976 | 0.00212 | 889.976 | 0 | 889.976 | 0.0020225
| 890.2108 | 0.0029316 | 890.2108 | 0 | 903.4169 | 0.0028 | 890.2107 | 0.00515 | 890.2108 | 0 | 890.2108 | 0.0080157
| 890.4455 | 0.00043139 | 890.4455 | 0 | 903.6577 | 0.0018 | 890.4455 | 0.00256 | 890.4455 | 0 | 890.4455 | 0.0027563
| 890.6803 | 0.014732 | 890.6803 | 0 | 903.8985 | 0.00501 | 890.6803 | 0.00498 | 890.6803 | 0 | 890.6803 | 0.0092304
| 890.915 | 0.004311 | 890.915 | 0 | 904.1393 | 0.0026 | 890.915 | 0.00245 | 890.915 | 0 | 890.915 | -0.00027064
| 891.1498 | 0.010312 | 891.1498 | 0 | 904.3801 | 0.0028 | 891.1498 | 0.00518 | 891.1498 | 0 | 891.1498 | 0.0038033
| 891.3846 | 0.0106 | 891.3846 | 0 | 904.6209 | 0.0008008 | 891.3846 | 0.00221 | 891.3846 | 0 | 891.3846 | 0.0067779
| 891.6194 | 0.011508 | 891.6194 | 0 | 904.8617 | 0.00441 | 891.6194 | 0.00533 | 891.6194 | 0 | 891.6194 | 0.0057933
| 891.8542 | 0.0030442 | 891.8542 | 0 | 905.1025 | 0.0024 | 891.8542 | 0.00169 | 891.8542 | 0 | 891.8542 | 0.00056969
| 892.0889 | 0.0087392 | 892.0889 | 0 | 905.3433 | 0.004 | 892.0889 | 0.00487 | 892.0889 | 0 | 892.0889 | 0.0023688
| 892.3237 | 0.0018797 | 892.3237 | 0 | 905.5842 | 0.0012 | 892.3237 | 0.00215 | 892.3237 | 0 | 892.3237 | 0.0032706
| 892.5586 | 0.011027 | 892.5586 | 0 | 905.825 | 0.0026 | 892.5586 | 0.00518 | 892.5586 | 0 | 892.5586 | 0.0041157
| 892.7934 | 0.0068817 | 892.7934 | 0 | 906.0658 | 0.0012 | 892.7934 | 0.00168 | 892.7934 | 0 | 892.7934 | 0.0022602
| 893.0282 | 0.021311 | 893.0282 | 0 | 906.3067 | 0.003 | 893.0282 | 0.00509 | 893.0282 | 0 | 893.0282 | 0.0018457
| 893.2631 | 0.001312 | 893.2631 | 0 | 906.5476 | 0.0038 | 893.2631 | 0.00183 | 893.2631 | 0 | 893.2631 | 0.0044045
| 893.4979 | 0.010542 | 893.4979 | 0 | 906.7884 | 0.00521 | 893.4979 | 0.00524 | 893.4979 | 0 | 893.4979 | 0.0063022
| 893.7327 | 0.0052283 | 893.7327 | 0 | 907.0293 | 0.003 | 893.7327 | 0.00222 | 893.7327 | 0 | 893.7327 | 0.00019252
| 893.9676 | 0.0094969 | 893.9676 | 0 | 907.2702 | 0.00421 | 893.9676 | 0.00544 | 893.9676 | 0 | 893.9676 | 0.0051767
| 894.2025 | 0.00022603 | 894.2025 | 0 | 907.511 | 0.000801 | 894.2024 | 0.00262 | 894.2025 | 0 | 894.2025 | 0.0046506
| 894.4373 | 0.0062441 | 894.4373 | 0 | 907.7519 | 0.003 | 894.4373 | 0.0056 | 894.4373 | 0 | 894.4373 | 0.002787
| 894.6722 | -0.0020917 | 894.6722 | 0 | 907.9928 | 0.000801 | 894.6722 | 0.00266 | 894.6722 | 0 | 894.6722 | -0.00091351
| 894.907 | 0.010784 | 894.907 | 0 | 908.2337 | 0.0034 | 894.907 | 0.00591 | 894.907 | 0 | 894.907 | 0.0057081
| 895.1419 | 0.0081995 | 895.1419 | 0 | 908.4746 | 0.0038 | 895.1419 | 0.00212 | 895.1419 | 0 | 895.1419 | 0.0051045
| 895.3768 | 0.013927 | 895.3768 | 0 | 908.7156 | 0.0032 | 895.3768 | 0.00553 | 895.3768 | 0 | 895.3768 | 0.0037297
| 895.6117 | 0.007202 | 895.6117 | 0 | 908.9565 | 0.0022 | 895.6117 | 0.00239 | 895.6117 | 0 | 895.6117 | 0.002326
| 895.8466 | 0.012649 | 895.8466 | 0 | 909.1974 | 0.004 | 895.8466 | 0.00538 | 895.8466 | 0 | 895.8466 | 0.0067452
| 896.0815 | 0.0017177 | 896.0815 | 0 | 909.4383 | 0.00441 | 896.0815 | 0.00166 | 896.0815 | 0 | 896.0815 | 0.0038907
| 896.3164 | 0.0077177 | 896.3164 | 0 | 909.6793 | 0.00461 | 896.3164 | 0.00554 | 896.3164 | 0 | 896.3164 | 0.0063936
| 896.5513 | 0.0073728 | 896.5513 | 0 | 909.9202 | 0.003 | 896.5513 | 0.00266 | 896.5513 | 0 | 896.5513 | 0.0063847
| 896.7863 | 0.013244 | 896.7863 | 0 | 910.1612 | 0.0038 | 896.7863 | 0.00548 | 896.7863 | 0 | 896.7863 | 0.0061751
| 897.0212 | 0.0034135 | 897.0212 | 0 | 910.4021 | 0.0016 | 897.0212 | 0.00244 | 897.0212 | 0 | 897.0212 | 0.00096157
| 897.2562 | 0.0082277 | 897.2562 | 0 | 910.6431 | 0.0038 | 897.2562 | 0.00521 | 897.2562 | 0 | 897.2562 | 0.0038836
| 897.4911 | 0.0024628 | 897.4911 | 0 | 910.8841 | 0.0034 | 897.4911 | 0.00241 | 897.4911 | 0 | 897.4911 | -0.00086695
| 897.7261 | 0.012016 | 897.7261 | 0 | 911.125 | 0.004 | 897.7261 | 0.0057 | 897.7261 | 0 | 897.7261 | 0.0038676
| 897.9611 | 0.0022289 | 897.9611 | 0 | 911.366 | 0.0026 | 897.9611 | 0.00229 | 897.9611 | 0 | 897.9611 | 0.0030838
| 898.196 | 0.011609 | 898.196 | 0 | 911.607 | 0.00481 | 898.196 | 0.00545 | 898.196 | 0 | 898.196 | 0.0046969
| 898.431 | 0.0042956 | 898.431 | 0 | 911.848 | 0.0014 | 898.431 | 0.00239 | 898.431 | 0 | 898.431 | 0.00013546
| 898.666 | 0.0096023 | 898.666 | 0 | 912.089 | 0.0026 | 898.6659 | 0.00492 | 898.666 | 0 | 898.666 | 0.0046573
| 898.9009 | 0.0016622 | 898.9009 | 0 | 912.33 | 0.002 | 898.9009 | 0.00281 | 898.9009 | 0 | 898.9009 | 0.002622
| 899.1359 | 0.0076586 | 899.1359 | 0 | 912.571 | 0.003 | 899.1359 | 0.00551 | 899.1359 | 0 | 899.1359 | 0.0070659
| 899.3709 | 0.0051003 | 899.3709 | 0 | 912.812 | 0.0036 | 899.3709 | 0.00253 | 899.3709 | 0 | 899.3709 | 0.0030602
| 899.606 | 0.01295 | 899.606 | 0 | 913.053 | 0.0026 | 899.606 | 0.00505 | 899.606 | 0 | 899.606 | 0.006034
| 899.8409 | 0.003386 | 899.8409 | 0 | 913.2941 | 0.0022 | 899.8409 | 0.00259 | 899.8409 | 0 | 899.8409 | 0.0046424
| 900.076 | 0.0041518 | 900.076 | 0 | 913.5351 | 0.0034 | 900.076 | 0.00513 | 900.076 | 0 | 900.076 | 0.0018005
| 900.311 | 0 | 900.311 | 0 | 913.7762 | 0.0024 | 900.311 | 0.00245 | 900.311 | 0 | 900.311 | 0
| 900.546 | 0 | 900.546 | 0 | 914.0172 | 0.003 | 900.546 | 0.00561 | 900.546 | 0 | 900.546 | 0
| 900.7811 | 0 | 900.7811 | 0 | 914.2583 | 0.0018 | 900.7811 | 0.00233 | 900.7811 | 0 | 900.7811 | 0
| 901.0161 | 0 | 901.0161 | 0 | 914.4993 | 0.00401 | 901.0161 | 0.00555 | 901.0161 | 0 | 901.0161 | 0
| 901.2512 | 0 | 901.2512 | 0 | 914.7404 | 0.0038 | 901.2512 | 0.00239 | 901.2512 | 0 | 901.2512 | 0
| 901.4863 | 0 | 901.4863 | 0 | 914.9815 | 0.0028 | 901.4863 | 0.00491 | 901.4863 | 0 | 901.4863 | 0
| 901.7213 | 0 | 901.7213 | 0 | 915.2225 | 0.003 | 901.7213 | 0.00179 | 901.7213 | 0 | 901.7213 | 0
| 901.9564 | 0 | 901.9564 | 0 | 915.4636 | 0.0034 | 901.9564 | 0.00583 | 901.9564 | 0 | 901.9564 | 0
| 902.1915 | 0 | 902.1915 | 0 | 915.7047 | 0.0026 | 902.1915 | 0.00263 | 902.1915 | 0 | 902.1915 | 0
| 902.4266 | 0 | 902.4266 | 0 | 915.9458 | 0.0016 | 902.4266 | 0.00562 | 902.4266 | 0 | 902.4266 | 0
| 902.6616 | 0 | 902.6616 | 0 | 916.1869 | 0.002 | 902.6616 | 0.0018 | 902.6616 | 0 | 902.6616 | 0
| 902.8967 | 0 | 902.8967 | 0 | 916.428 | 0.0032 | 902.8967 | 0.00537 | 902.8967 | 0 | 902.8967 | 0
| 903.1318 | 0 | 903.1318 | 0 | 916.6691 | 0.0018 | 903.1318 | 0.00261 | 903.1318 | 0 | 903.1318 | 0
| 903.3669 | 0 | 903.3669 | 0 | 916.9103 | 0.0028 | 903.3669 | 0.00623 | 903.3669 | 0 | 903.3669 | 0
| 903.6021 | 0 | 903.6021 | 0 | 917.1514 | 0.0034 | 903.6021 | 0.00259 | 903.6021 | 0 | 903.6021 | 0
| 903.8372 | 0 | 903.8372 | 0 | 917.3925 | 0.00421 | 903.8372 | 0.0059 | 903.8372 | 0 | 903.8372 | 0
| 904.0723 | 0 | 904.0723 | 0 | 917.6337 | 0.0022 | 904.0723 | 0.00287 | 904.0723 | 0 | 904.0723 | 0
| 904.3075 | 0 | 904.3075 | 0 | 917.8748 | 0.003 | 904.3075 | 0.0061 | 904.3075 | 0 | 904.3075 | 0
| 904.5426 | 0 | 904.5426 | 0 | 918.116 | 0.0018 | 904.5426 | 0.00257 | 904.5426 | 0 | 904.5426 | 0
| 904.7778 | 0 | 904.7778 | 0 | 918.3571 | 0.003 | 904.7778 | 0.00583 | 904.7778 | 0 | 904.7778 | 0
| 905.0129 | 0 | 905.0129 | 0 | 918.5983 | 0.0036 | 905.0129 | 0.00255 | 905.0129 | 0 | 905.0129 | 0
| 905.2481 | 0 | 905.2481 | 0 | 918.8395 | 0.00461 | 905.2481 | 0.00568 | 905.2481 | 0 | 905.2481 | 0
| 905.4833 | 0 | 905.4833 | 0 | 919.0806 | 0.004 | 905.4833 | 0.00224 | 905.4833 | 0 | 905.4833 | 0
| 905.7184 | 0 | 905.7184 | 0 | 919.3218 | 0.0036 | 905.7184 | 0.00556 | 905.7184 | 0 | 905.7184 | 0
| 905.9536 | 0 | 905.9536 | 0 | 919.563 | 0.003 | 905.9536 | 0.00219 | 905.9536 | 0 | 905.9536 | 0
| 906.1888 | 0 | 906.1888 | 0 | 919.8042 | 0.0036 | 906.1888 | 0.0067 | 906.1888 | 0 | 906.1888 | 0
| 906.424 | 0 | 906.424 | 0 | 920.0454 | 0.0038 | 906.424 | 0.00258 | 906.424 | 0 | 906.424 | 0
| 906.6592 | 0 | 906.6592 | 0 | 920.2866 | 0.00481 | 906.6592 | 0.00586 | 906.6592 | 0 | 906.6592 | 0
| 906.8944 | 0 | 906.8944 | 0 | 920.5278 | 0.0036 | 906.8944 | 0.00267 | 906.8944 | 0 | 906.8944 | 0
| 907.1296 | 0 | 907.1296 | 0 | 920.769 | 0.0034 | 907.1296 | 0.00638 | 907.1296 | 0 | 907.1296 | 0
| 907.3649 | 0 | 907.3649 | 0 | 921.0103 | 0.003 | 907.3649 | 0.00276 | 907.3649 | 0 | 907.3649 | 0
| 907.6001 | 0 | 907.6001 | 0 | 921.2515 | 0.002 | 907.6001 | 0.00631 | 907.6001 | 0 | 907.6001 | 0
| 907.8353 | 0 | 907.8353 | 0 | 921.4927 | 0.003 | 907.8353 | 0.00265 | 907.8353 | 0 | 907.8353 | 0
| 908.0706 | 0 | 908.0706 | 0 | 921.734 | 0.00461 | 908.0706 | 0.00652 | 908.0706 | 0 | 908.0706 | 0
| 908.3058 | 0 | 908.3058 | 0 | 921.9752 | 0.0032 | 908.3058 | 0.0025 | 908.3058 | 0 | 908.3058 | 0
| 908.5411 | 0 | 908.5411 | 0 | 922.2165 | 0.0028 | 908.5411 | 0.00569 | 908.5411 | 0 | 908.5411 | 0
| 908.7764 | 0 | 908.7764 | 0 | 922.4577 | 0.0036 | 908.7764 | 0.00236 | 908.7764 | 0 | 908.7764 | 0
| 909.0116 | 0 | 909.0116 | 0 | 922.699 | 0.004 | 909.0116 | 0.00542 | 909.0116 | 0 | 909.0116 | 0
| 909.2469 | 0 | 909.2469 | 0 | 922.9403 | 0.00481 | 909.2469 | 0.00278 | 909.2469 | 0 | 909.2469 | 0
| 909.4822 | 0 | 909.4822 | 0 | 923.1816 | 0.0034 | 909.4822 | 0.00635 | 909.4822 | 0 | 909.4822 | 0
| 909.7175 | 0 | 909.7175 | 0 | 923.4229 | 0.0026 | 909.7175 | 0.00263 | 909.7175 | 0 | 909.7175 | 0
| 909.9528 | 0 | 909.9528 | 0 | 923.6641 | 0.0028 | 909.9528 | 0.00615 | 909.9528 | 0 | 909.9528 | 0
| 910.188 | 0 | 910.188 | 0 | 923.9054 | 0.0024 | 910.188 | 0.00256 | 910.188 | 0 | 910.188 | 0
| 910.4233 | 0 | 910.4233 | 0 | 924.1467 | 0.0026 | 910.4233 | 0.0061 | 910.4233 | 0 | 910.4233 | 0
| 910.6587 | 0 | 910.6587 | 0 | 924.388 | 0.0036 | 910.6587 | 0.00239 | 910.6587 | 0 | 910.6587 | 0
| 910.894 | 0 | 910.894 | 0 | 924.6294 | 0.00441 | 910.894 | 0.00595 | 910.894 | 0 | 910.894 | 0
| 911.1293 | 0 | 911.1293 | 0 | 924.8707 | 0.00421 | 911.1293 | 0.0025 | 911.1293 | 0 | 911.1293 | 0
| 911.3646 | 0 | 911.3646 | 0 | 925.112 | 0.0034 | 911.3646 | 0.00642 | 911.3646 | 0 | 911.3646 | 0
| 911.6 | 0 | 911.6 | 0 | 925.3533 | 0.0028 | 911.6 | 0.00295 | 911.6 | 0 | 911.6 | 0
| 911.8353 | 0 | 911.8353 | 0 | 925.5947 | 0.001 | 911.8353 | 0.00614 | 911.8353 | 0 | 911.8353 | 0
| 912.0707 | 0 | 912.0707 | 0 | 925.836 | 0.0032 | 912.0707 | 0.00241 | 912.0707 | 0 | 912.0707 | 0
| 912.306 | 0 | 912.306 | 0 | 926.0774 | 0.0028 | 912.306 | 0.00659 | 912.306 | 0 | 912.306 | 0
| 912.5414 | 0 | 912.5414 | 0 | 926.3187 | 0.004 | 912.5414 | 0.00239 | 912.5414 | 0 | 912.5414 | 0
| 912.7768 | 0 | 912.7768 | 0 | 926.5601 | 0.00541 | 912.7768 | 0.00617 | 912.7768 | 0 | 912.7768 | 0
| 913.0121 | 0 | 913.0121 | 0 | 926.8015 | 0.00441 | 913.0122 | 0.00203 | 913.0121 | 0 | 913.0121 | 0
| 913.2476 | 0 | 913.2476 | 0 | 927.0428 | 0.003 | 913.2476 | 0.00647 | 913.2476 | 0 | 913.2476 | 0
| 913.4829 | 0 | 913.4829 | 0 | 927.2842 | 0.0032 | 913.4829 | 0.00201 | 913.4829 | 0 | 913.4829 | 0
| 913.7183 | 0 | 913.7183 | 0 | 927.5256 | 0.0022 | 913.7183 | 0.00639 | 913.7183 | 0 | 913.7183 | 0
| 913.9537 | 0 | 913.9537 | 0 | 927.767 | 0.0028 | 913.9537 | 0.00279 | 913.9537 | 0 | 913.9537 | 0
| 914.1891 | 0 | 914.1891 | 0 | 928.0084 | 0.0026 | 914.1892 | 0.00633 | 914.1891 | 0 | 914.1891 | 0
| 914.4246 | 0 | 914.4246 | 0 | 928.2498 | 0.0036 | 914.4246 | 0.00287 | 914.4246 | 0 | 914.4246 | 0
| 914.66 | 0 | 914.66 | 0 | 928.4912 | 0.0024 | 914.66 | 0.00688 | 914.66 | 0 | 914.66 | 0
| 914.8954 | 0 | 914.8954 | 0 | 928.7326 | 0.00421 | 914.8954 | 0.00185 | 914.8954 | 0 | 914.8954 | 0
| 915.1308 | 0 | 915.1308 | 0 | 928.974 | 0.00421 | 915.1308 | 0.00659 | 915.1308 | 0 | 915.1308 | 0
| 915.3663 | 0 | 915.3663 | 0 | 929.2155 | 0.0036 | 915.3663 | 0.00265 | 915.3663 | 0 | 915.3663 | 0
| 915.6017 | 0 | 915.6017 | 0 | 929.4569 | 0.0024 | 915.6017 | 0.00593 | 915.6017 | 0 | 915.6017 | 0
| 915.8372 | 0 | 915.8372 | 0 | 929.6983 | 0.0016 | 915.8372 | 0.00275 | 915.8372 | 0 | 915.8372 | 0
| 916.0726 | 0 | 916.0726 | 0 | 929.9398 | 0.0018 | 916.0726 | 0.00613 | 916.0726 | 0 | 916.0726 | 0
| 916.3081 | 0 | 916.3081 | 0 | 930.1812 | 0.0038 | 916.3081 | 0.00311 | 916.3081 | 0 | 916.3081 | 0
| 916.5436 | 0 | 916.5436 | 0 | 930.4227 | 0.0026 | 916.5436 | 0.00643 | 916.5436 | 0 | 916.5436 | 0
| 916.7791 | 0 | 916.7791 | 0 | 930.6641 | 0.00461 | 916.779 | 0.00232 | 916.7791 | 0 | 916.7791 | 0
| 917.0145 | 0 | 917.0145 | 0 | 930.9056 | 0.00541 | 917.0145 | 0.00598 | 917.0145 | 0 | 917.0145 | 0
| 917.25 | 0 | 917.25 | 0 | 931.1471 | 0.004 | 917.25 | 0.0034 | 917.25 | 0 | 917.25 | 0
| 917.4855 | 0 | 917.4855 | 0 | 931.3886 | 0.0018 | 917.4855 | 0.00621 | 917.4855 | 0 | 917.4855 | 0
| 917.721 | 0 | 917.721 | 0 | 931.63 | 0.0032 | 917.721 | 0.00242 | 917.721 | 0 | 917.721 | 0
| 917.9565 | 0 | 917.9565 | 0 | 931.8715 | 0.0032 | 917.9565 | 0.00702 | 917.9565 | 0 | 917.9565 | 0
| 918.1921 | 0 | 918.1921 | 0 | 932.113 | 0.004 | 918.1921 | 0.00336 | 918.1921 | 0 | 918.1921 | 0
| 918.4276 | 0 | 918.4276 | 0 | 932.3545 | 0.002 | 918.4275 | 0.00684 | 918.4276 | 0 | 918.4276 | 0
| 918.6631 | 0 | 918.6631 | 0 | 932.596 | 0.0036 | 918.6631 | 0.00221 | 918.6631 | 0 | 918.6631 | 0
| 918.8986 | 0 | 918.8986 | 0 | 932.8375 | 0.002 | 918.8986 | 0.00691 | 918.8986 | 0 | 918.8986 | 0
| 919.1342 | 0 | 919.1342 | 0 | 933.0791 | 0.003 | 919.1342 | 0.00256 | 919.1342 | 0 | 919.1342 | 0
| 919.3698 | 0 | 919.3698 | 0 | 933.3206 | 0.0016 | 919.3697 | 0.00726 | 919.3698 | 0 | 919.3698 | 0
| 919.6053 | 0 | 919.6053 | 0 | 933.5621 | 0.0032 | 919.6053 | 0.00269 | 919.6053 | 0 | 919.6053 | 0
| 919.8409 | 0 | 919.8409 | 0 | 933.8036 | 0.004 | 919.8409 | 0.00716 | 919.8409 | 0 | 919.8409 | 0
| 920.0764 | 0 | 920.0764 | 0 | 934.0452 | 0.00421 | 920.0764 | 0.00302 | 920.0764 | 0 | 920.0764 | 0
| 920.312 | 0 | 920.312 | 0 | 934.2867 | 0.0028 | 920.312 | 0.00739 | 920.312 | 0 | 920.312 | 0
| 920.5476 | 0 | 920.5476 | 0 | 934.5283 | 0.0034 | 920.5476 | 0.00315 | 920.5476 | 0 | 920.5476 | 0
| 920.7831 | 0 | 920.7831 | 0 | 934.7699 | 0.0032 | 920.7831 | 0.00695 | 920.7831 | 0 | 920.7831 | 0
| 921.0187 | 0 | 921.0187 | 0 | 935.0114 | 0.004 | 921.0187 | 0.00347 | 921.0187 | 0 | 921.0187 | 0
| 921.2543 | 0 | 921.2543 | 0 | 935.253 | 0.0028 | 921.2543 | 0.00716 | 921.2543 | 0 | 921.2543 | 0
| 921.49 | 0 | 921.49 | 0 | 935.4946 | 0.00421 | 921.49 | 0.00352 | 921.49 | 0 | 921.49 | 0
| 921.7256 | 0 | 921.7256 | 0 | 935.7362 | 0.0028 | 921.7256 | 0.00658 | 921.7256 | 0 | 921.7256 | 0
| 921.9612 | 0 | 921.9612 | 0 | 935.9777 | 0.00741 | 921.9612 | 0.00216 | 921.9612 | 0 | 921.9612 | 0
| 922.1968 | 0 | 922.1968 | 0 | 936.2193 | 0.00521 | 922.1968 | 0.0073 | 922.1968 | 0 | 922.1968 | 0
| 922.4324 | 0 | 922.4324 | 0 | 936.4609 | 0.00561 | 922.4324 | 0.00308 | 922.4324 | 0 | 922.4324 | 0
| 922.6681 | 0 | 922.6681 | 0 | 936.7025 | 0.0036 | 922.6681 | 0.00663 | 922.6681 | 0 | 922.6681 | 0
| 922.9037 | 0 | 922.9037 | 0 | 936.9442 | 0.0038 | 922.9037 | 0.0032 | 922.9037 | 0 | 922.9037 | 0
| 923.1394 | 0 | 923.1394 | 0 | 937.1858 | 0.00421 | 923.1394 | 0.00735 | 923.1394 | 0 | 923.1394 | 0
| 923.3751 | 0 | 923.3751 | 0 | 937.4274 | 0.003 | 923.3751 | 0.00271 | 923.3751 | 0 | 923.3751 | 0
| 923.6107 | 0 | 923.6107 | 0 | 937.669 | 0.00441 | 923.6107 | 0.00836 | 923.6107 | 0 | 923.6107 | 0
| 923.8464 | 0 | 923.8464 | 0 | 937.9107 | 0.0008008 | 923.8464 | 0.00288 | 923.8464 | 0 | 923.8464 | 0
| 924.082 | 0 | 924.082 | 0 | 938.1523 | 0.0038 | 924.082 | 0.00693 | 924.082 | 0 | 924.082 | 0
| 924.3177 | 0 | 924.3177 | 0 | 938.394 | 0.001 | 924.3178 | 0.00261 | 924.3177 | 0 | 924.3177 | 0
| 924.5534 | 0 | 924.5534 | 0 | 938.6356 | 0.00441 | 924.5534 | 0.00767 | 924.5534 | 0 | 924.5534 | 0
| 924.7891 | 0 | 924.7891 | 0 | 938.8773 | 0.00481 | 924.7891 | 0.00302 | 924.7891 | 0 | 924.7891 | 0
| 925.0248 | 0 | 925.0248 | 0 | 939.1189 | 0.00521 | 925.0248 | 0.00771 | 925.0248 | 0 | 925.0248 | 0
| 925.2605 | 0 | 925.2605 | 0 | 939.3606 | 0.0016 | 925.2605 | 0.0023 | 925.2605 | 0 | 925.2605 | 0
| 925.4962 | 0 | 925.4962 | 0 | 939.6023 | 0.00481 | 925.4962 | 0.0091 | 925.4962 | 0 | 925.4962 | 0
| 925.7319 | 0 | 925.7319 | 0 | 939.8439 | 0.0018 | 925.7319 | 0.00406 | 925.7319 | 0 | 925.7319 | 0
| 925.9677 | 0 | 925.9677 | 0 | 940.0856 | 0.00441 | 925.9677 | 0.00784 | 925.9677 | 0 | 925.9677 | 0
| 926.2034 | 0 | 926.2034 | 0 | 940.3273 | 0.0022 | 926.2034 | 0.00323 | 926.2034 | 0 | 926.2034 | 0
| 926.4391 | 0 | 926.4391 | 0 | 940.569 | 0.00521 | 926.4392 | 0.00776 | 926.4391 | 0 | 926.4391 | 0
| 926.6749 | 0 | 926.6749 | 0 | 940.8107 | 0.00441 | 926.6749 | 0.00368 | 926.6749 | 0 | 926.6749 | 0
| 926.9106 | 0 | 926.9106 | 0 | 941.0524 | 0.00501 | 926.9106 | 0.00754 | 926.9106 | 0 | 926.9106 | 0
| 927.1464 | 0 | 927.1464 | 0 | 941.2941 | 0.00421 | 927.1464 | 0.00315 | 927.1464 | 0 | 927.1464 | 0
| 927.3821 | 0 | 927.3821 | 0 | 941.5359 | 0.00501 | 927.3821 | 0.00724 | 927.3821 | 0 | 927.3821 | 0
| 927.6179 | 0 | 927.6179 | 0 | 941.7776 | 0.0034 | 927.6179 | 0.00369 | 927.6179 | 0 | 927.6179 | 0
| 927.8537 | 0 | 927.8537 | 0 | 942.0193 | 0.00581 | 927.8537 | 0.00792 | 927.8537 | 0 | 927.8537 | 0
| 928.0895 | 0 | 928.0895 | 0 | 942.2611 | 0.0014 | 928.0895 | 0.00752 | 928.0895 | 0 | 928.0895 | 0
| 928.3253 | 0 | 928.3253 | 0 | 942.5028 | 0.00861 | 928.3253 | 0.0038 | 928.3253 | 0 | 928.3253 | 0
| 928.5611 | 0 | 928.5611 | 0 | 942.7446 | 0.0028 | 928.5611 | 0.00804 | 928.5611 | 0 | 928.5611 | 0
| 928.7969 | 0 | 928.7969 | 0 | 942.9863 | 0.0038 | 928.7969 | 0.00272 | 928.7969 | 0 | 928.7969 | 0
| 929.0327 | 0 | 929.0327 | 0 | 943.2281 | 0.0034 | 929.0326 | 0.00748 | 929.0327 | 0 | 929.0327 | 0
| 929.2685 | 0 | 929.2685 | 0 | 943.4698 | 0.00761 | 929.2685 | 0.00347 | 929.2685 | 0 | 929.2685 | 0
| 929.5043 | 0 | 929.5043 | 0 | 943.7116 | 0.0036 | 929.5043 | 0.00904 | 929.5043 | 0 | 929.5043 | 0
| 929.7401 | 0 | 929.7401 | 0 | 943.9534 | 0.00481 | 929.7401 | 0.00317 | 929.7401 | 0 | 929.7401 | 0
| 929.976 | 0 | 929.976 | 0 | 944.1952 | 0.0014 | 929.976 | 0.00928 | 929.976 | 0 | 929.976 | 0
| 930.2118 | 0 | 930.2118 | 0 | 944.4369 | 0.00561 | 930.2118 | 0.00291 | 930.2118 | 0 | 930.2118 | 0
| 930.4476 | 0 | 930.4476 | 0 | 944.6787 | 0.0022 | 930.4476 | 0.00845 | 930.4476 | 0 | 930.4476 | 0
| 930.6835 | 0 | 930.6835 | 0 | 944.9205 | 0.00661 | 930.6835 | 0.00251 | 930.6835 | 0 | 930.6835 | 0
| 930.9194 | 0 | 930.9194 | 0 | 945.1623 | 0.0032 | 930.9194 | 0.00828 | 930.9194 | 0 | 930.9194 | 0
| 931.1552 | 0 | 931.1552 | 0 | 945.4041 | 0.00581 | 931.1552 | 0.00294 | 931.1552 | 0 | 931.1552 | 0
| 931.3911 | 0 | 931.3911 | 0 | 945.646 | 0.0026 | 931.3911 | 0.0089 | 931.3911 | 0 | 931.3911 | 0
| 931.627 | 0 | 931.627 | 0 | 945.8878 | 0.00541 | 931.6269 | 0.00397 | 931.627 | 0 | 931.627 | 0
| 931.8629 | 0 | 931.8629 | 0 | 946.1296 | 0.00521 | 931.8628 | 0.00867 | 931.8629 | 0 | 931.8629 | 0
| 932.0988 | 0 | 932.0988 | 0 | 946.3714 | 0.00481 | 932.0987 | 0.00379 | 932.0988 | 0 | 932.0988 | 0
| 932.3347 | 0 | 932.3347 | 0 | 946.6133 | 0.0022 | 932.3347 | 0.00951 | 932.3347 | 0 | 932.3347 | 0
| 932.5706 | 0 | 932.5706 | 0 | 946.8551 | 0.00521 | 932.5706 | 0.00281 | 932.5706 | 0 | 932.5706 | 0
| 932.8065 | 0 | 932.8065 | 0 | 947.097 | 0.0034 | 932.8065 | 0.00837 | 932.8065 | 0 | 932.8065 | 0
| 933.0424 | 0 | 933.0424 | 0 | 947.3388 | 0.00881 | 933.0424 | 0.00304 | 933.0424 | 0 | 933.0424 | 0
| 933.2783 | 0 | 933.2783 | 0 | 947.5807 | 0.00681 | 933.2783 | 0.00926 | 933.2783 | 0 | 933.2783 | 0
| 933.5142 | 0 | 933.5142 | 0 | 947.8226 | 0.00801 | 933.5142 | 0.00355 | 933.5142 | 0 | 933.5142 | 0
| 933.7501 | 0 | 933.7501 | 0 | 948.0644 | 0.0034 | 933.7501 | 0.00883 | 933.7501 | 0 | 933.7501 | 0
| 933.9861 | 0 | 933.9861 | 0 | 948.3063 | 0.00921 | 933.9861 | 0.00272 | 933.9861 | 0 | 933.9861 | 0
| 934.222 | 0 | 934.222 | 0 | 948.5482 | 0.001 | 934.222 | 0.0095 | 934.222 | 0 | 934.222 | 0
| 934.4579 | 0 | 934.4579 | 0 | 948.7901 | 0.0036 | 934.4579 | 0.00436 | 934.4579 | 0 | 934.4579 | 0
| 934.6939 | 0 | 934.6939 | 0 | 949.032 | 0.0026 | 934.6939 | 0.00977 | 934.6939 | 0 | 934.6939 | 0
| 934.9299 | 0 | 934.9299 | 0 | 949.2739 | 0.00701 | 934.9299 | 0.0025 | 934.9299 | 0 | 934.9299 | 0
| 935.1658 | 0 | 935.1658 | 0 | 949.5158 | 0.003 | 935.1658 | 0.00959 | 935.1658 | 0 | 935.1658 | 0
| 935.4018 | 0 | 935.4018 | 0 | 949.7577 | 0.00721 | 935.4018 | 0.00355 | 935.4018 | 0 | 935.4018 | 0
| 935.6378 | 0 | 935.6378 | 0 | 949.9996 | 0.004 | 935.6378 | 0.00984 | 935.6378 | 0 | 935.6378 | 0
| 935.8738 | 0 | 935.8738 | 0 | 950.2415 | 0.00461 | 935.8738 | 0.00413 | 935.8738 | 0 | 935.8738 | 0
| 936.1097 | 0 | 936.1097 | 0 | 950.4834 | 0.00641 | 936.1097 | 0.00941 | 936.1097 | 0 | 936.1097 | 0
| 936.3458 | 0 | 936.3458 | 0 | 950.7254 | 0.00861 | 936.3458 | 0.0036 | 936.3458 | 0 | 936.3458 | 0
| 936.5818 | 0 | 936.5818 | 0 | 950.9673 | 0.00421 | 936.5818 | 0.01026 | 936.5818 | 0 | 936.5818 | 0
| 936.8178 | 0 | 936.8178 | 0 | 951.2093 | 0.00461 | 936.8178 | 0.00409 | 936.8178 | 0 | 936.8178 | 0
| 937.0538 | 0 | 937.0538 | 0 | 951.4512 | 0.0014 | 937.0538 | 0.01066 | 937.0538 | 0 | 937.0538 | 0
| 937.2899 | 0 | 937.2899 | 0 | 951.6932 | 0.004 | 937.2899 | 0.00355 | 937.2899 | 0 | 937.2899 | 0
| 937.5259 | 0 | 937.5259 | 0 | 951.9351 | 0.00441 | 937.5259 | 0.00947 | 937.5259 | 0 | 937.5259 | 0
| 937.7619 | 0 | 937.7619 | 0 | 952.1771 | 0.00661 | 937.7619 | 0.00379 | 937.7619 | 0 | 937.7619 | 0
| 937.9979 | 0 | 937.9979 | 0 | 952.4191 | 0.0034 | 937.9979 | 0.01056 | 937.9979 | 0 | 937.9979 | 0
| 938.234 | 0 | 938.234 | 0 | 952.661 | 0.00481 | 938.234 | 0.00499 | 938.234 | 0 | 938.234 | 0
| 938.47 | 0 | 938.47 | 0 | 952.903 | 0.0034 | 938.47 | 0.01048 | 938.47 | 0 | 938.47 | 0
| 938.7061 | 0 | 938.7061 | 0 | 953.145 | 0.00621 | 938.7061 | 0.00462 | 938.7061 | 0 | 938.7061 | 0
| 938.9421 | 0 | 938.9421 | 0 | 953.387 | 0.0016 | 938.9421 | 0.0112 | 938.9421 | 0 | 938.9421 | 0
| 939.1782 | 0 | 939.1782 | 0 | 953.629 | 0.0038 | 939.1782 | 0.00455 | 939.1782 | 0 | 939.1782 | 0
| 939.4143 | 0 | 939.4143 | 0 | 953.871 | 0.003 | 939.4143 | 0.00914 | 939.4143 | 0 | 939.4143 | 0
| 939.6504 | 0 | 939.6504 | 0 | 954.113 | 0.00401 | 939.6504 | 0.00536 | 939.6504 | 0 | 939.6504 | 0
| 939.8865 | 0 | 939.8865 | 0 | 954.355 | 0.0034 | 939.8865 | 0.01168 | 939.8865 | 0 | 939.8865 | 0
| 940.1226 | 0 | 940.1226 | 0 | 954.597 | 0.00601 | 940.1226 | 0.00408 | 940.1226 | 0 | 940.1226 | 0
| 940.3587 | 0 | 940.3587 | 0 | 954.8391 | 0.0036 | 940.3587 | 0.01258 | 940.3587 | 0 | 940.3587 | 0
| 940.5948 | 0 | 940.5948 | 0 | 955.0811 | 0.004 | 940.5948 | 0.00531 | 940.5948 | 0 | 940.5948 | 0
| 940.8309 | 0 | 940.8309 | 0 | 955.3231 | 0.00461 | 940.8309 | 0.01182 | 940.8309 | 0 | 940.8309 | 0
| 941.067 | 0 | 941.067 | 0 | 955.5652 | 0.00541 | 941.067 | 0.00571 | 941.067 | 0 | 941.067 | 0
| 941.3032 | 0 | 941.3032 | 0 | 955.8072 | 0.0028 | 941.3032 | 0.01154 | 941.3032 | 0 | 941.3032 | 0
| 941.5393 | 0 | 941.5393 | 0 | 956.0493 | 0.00501 | 941.5393 | 0.00503 | 941.5393 | 0 | 941.5393 | 0
| 941.7755 | 0 | 941.7755 | 0 | 956.2913 | 0.003 | 941.7754 | 0.0119 | 941.7755 | 0 | 941.7755 | 0
| 942.0116 | 0 | 942.0116 | 0 | 956.5334 | 0.00561 | 942.0116 | 0.00518 | 942.0116 | 0 | 942.0116 | 0
| 942.2477 | 0 | 942.2477 | 0 | 956.7755 | 0.0036 | 942.2477 | 0.01246 | 942.2477 | 0 | 942.2477 | 0
| 942.4839 | 0 | 942.4839 | 0 | 957.0175 | 0.00581 | 942.4839 | 0.00601 | 942.4839 | 0 | 942.4839 | 0
| 942.72 | 0 | 942.72 | 0 | 957.2596 | 0.0038 | 942.72 | 0.01265 | 942.72 | 0 | 942.72 | 0
| 942.9562 | 0 | 942.9562 | 0 | 957.5017 | 0.00441 | 942.9562 | 0.00457 | 942.9562 | 0 | 942.9562 | 0
| 943.1924 | 0 | 943.1924 | 0 | 957.7438 | 0.002 | 943.1924 | 0.01274 | 943.1924 | 0 | 943.1924 | 0
| 943.4286 | 0 | 943.4286 | 0 | 957.9859 | 0.00481 | 943.4286 | 0.00548 | 943.4286 | 0 | 943.4286 | 0
| 943.6648 | 0 | 943.6648 | 0 | 958.228 | 0.0038 | 943.6648 | 0.01319 | 943.6648 | 0 | 943.6648 | 0
| 943.901 | 0 | 943.901 | 0 | 958.4701 | 0.00461 | 943.901 | 0.00436 | 943.901 | 0 | 943.901 | 0
| 944.1371 | 0 | 944.1371 | 0 | 958.7122 | 0.0036 | 944.1372 | 0.01365 | 944.1371 | 0 | 944.1371 | 0
| 944.3734 | 0 | 944.3734 | 0 | 958.9543 | 0.00481 | 944.3733 | 0.00698 | 944.3734 | 0 | 944.3734 | 0
| 944.6096 | 0 | 944.6096 | 0 | 959.1964 | 0.00401 | 944.6096 | 0.0143 | 944.6096 | 0 | 944.6096 | 0
| 944.8458 | 0 | 944.8458 | 0 | 959.4386 | 0.00601 | 944.8458 | 0.00558 | 944.8458 | 0 | 944.8458 | 0
| 945.082 | 0 | 945.082 | 0 | 959.6807 | 0.00541 | 945.082 | 0.01372 | 945.082 | 0 | 945.082 | 0
| 945.3182 | 0 | 945.3182 | 0 | 959.9228 | 0.00441 | 945.3182 | 0.00642 | 945.3182 | 0 | 945.3182 | 0
| 945.5545 | 0 | 945.5545 | 0 | 960.165 | 0.00641 | 945.5545 | 0.01382 | 945.5545 | 0 | 945.5545 | 0
| 945.7908 | 0 | 945.7908 | 0 | 960.4071 | 0.00541 | 945.7908 | 0.00436 | 945.7908 | 0 | 945.7908 | 0
| 946.027 | 0 | 946.027 | 0 | 960.6493 | 0.00461 | 946.027 | 0.01257 | 946.027 | 0 | 946.027 | 0
| 946.2632 | 0 | 946.2632 | 0 | 960.8914 | 0.00541 | 946.2632 | 0.00681 | 946.2632 | 0 | 946.2632 | 0
| 946.4995 | 0 | 946.4995 | 0 | 961.1336 | 0.00581 | 946.4995 | 0.01494 | 946.4995 | 0 | 946.4995 | 0
| 946.7358 | 0 | 946.7358 | 0 | 961.3758 | 0.00661 | 946.7358 | 0.0067 | 946.7358 | 0 | 946.7358 | 0
| 946.972 | 0 | 946.972 | 0 | 961.618 | 0.0034 | 946.972 | 0.01482 | 946.972 | 0 | 946.972 | 0
| 947.2083 | 0 | 947.2083 | 0 | 961.8601 | 0.0032 | 947.2083 | 0.00487 | 947.2083 | 0 | 947.2083 | 0
| 947.4446 | 0 | 947.4446 | 0 | 962.1023 | 0.0034 | 947.4446 | 0.0127 | 947.4446 | 0 | 947.4446 | 0
| 947.6809 | 0 | 947.6809 | 0 | 962.3445 | 0.00441 | 947.6809 | 0.00504 | 947.6809 | 0 | 947.6809 | 0
| 947.9172 | 0 | 947.9172 | 0 | 962.5867 | 0.00501 | 947.9172 | 0.01342 | 947.9172 | 0 | 947.9172 | 0
| 948.1535 | 0 | 948.1535 | 0 | 962.8289 | 0.00561 | 948.1535 | 0.00426 | 948.1535 | 0 | 948.1535 | 0
| 948.3898 | 0 | 948.3898 | 0 | 963.0711 | 0.0038 | 948.3898 | 0.01353 | 948.3898 | 0 | 948.3898 | 0
| 948.6262 | 0 | 948.6262 | 0 | 963.3133 | 0.00421 | 948.6262 | 0.0045 | 948.6262 | 0 | 948.6262 | 0
| 948.8625 | 0 | 948.8625 | 0 | 963.5556 | 0.003 | 948.8625 | 0.0156 | 948.8625 | 0 | 948.8625 | 0
| 949.0988 | 0 | 949.0988 | 0 | 963.7978 | 0.0038 | 949.0988 | 0.00562 | 949.0988 | 0 | 949.0988 | 0
| 949.3351 | 0 | 949.3351 | 0 | 964.04 | 0.00561 | 949.3351 | 0.01396 | 949.3351 | 0 | 949.3351 | 0
| 949.5715 | 0 | 949.5715 | 0 | 964.2822 | 0.00601 | 949.5715 | 0.00646 | 949.5715 | 0 | 949.5715 | 0
| 949.8078 | 0 | 949.8078 | 0 | 964.5245 | 0.00481 | 949.8078 | 0.01477 | 949.8078 | 0 | 949.8078 | 0
| 950.0441 | 0 | 950.0441 | 0 | 964.7667 | 0.00641 | 950.0441 | 0.00728 | 950.0441 | 0 | 950.0441 | 0
| 950.2805 | 0 | 950.2805 | 0 | 965.009 | 0.00641 | 950.2805 | 0.01467 | 950.2805 | 0 | 950.2805 | 0
| 950.5169 | 0 | 950.5169 | 0 | 965.2512 | 0.00501 | 950.5169 | 0.00697 | 950.5169 | 0 | 950.5169 | 0
| 950.7532 | 0 | 950.7532 | 0 | 965.4935 | 0.00501 | 950.7532 | 0.0129 | 950.7532 | 0 | 950.7532 | 0
| 950.9896 | 0 | 950.9896 | 0 | 965.7358 | 0.00601 | 950.9896 | 0.00475 | 950.9896 | 0 | 950.9896 | 0
| 951.226 | 0 | 951.226 | 0 | 965.978 | 0.00561 | 951.226 | 0.0139 | 951.226 | 0 | 951.226 | 0
| 951.4624 | 0 | 951.4624 | 0 | 966.2203 | 0.00641 | 951.4624 | 0.00519 | 951.4624 | 0 | 951.4624 | 0
| 951.6988 | 0 | 951.6988 | 0 | 966.4626 | 0.00401 | 951.6988 | 0.01418 | 951.6988 | 0 | 951.6988 | 0
| 951.9352 | 0 | 951.9352 | 0 | 966.7049 | 0.003 | 951.9352 | 0.00595 | 951.9352 | 0 | 951.9352 | 0
| 952.1716 | 0 | 952.1716 | 0 | 966.9472 | 0.0036 | 952.1716 | 0.01422 | 952.1716 | 0 | 952.1716 | 0
| 952.408 | 0 | 952.408 | 0 | 967.1895 | 0.00541 | 952.408 | 0.00395 | 952.408 | 0 | 952.408 | 0
| 952.6444 | 0 | 952.6444 | 0 | 967.4318 | 0.00641 | 952.6444 | 0.01181 | 952.6444 | 0 | 952.6444 | 0
| 952.8809 | 0 | 952.8809 | 0 | 967.6741 | 0.00481 | 952.8809 | 0.00613 | 952.8809 | 0 | 952.8809 | 0
| 953.1172 | 0 | 953.1172 | 0 | 967.9164 | 0.00461 | 953.1173 | 0.01473 | 953.1172 | 0 | 953.1172 | 0
| 953.3537 | 0 | 953.3537 | 0 | 968.1587 | 0.00601 | 953.3537 | 0.00552 | 953.3537 | 0 | 953.3537 | 0
| 953.5901 | 0 | 953.5901 | 0 | 968.401 | 0.00681 | 953.5901 | 0.01404 | 953.5901 | 0 | 953.5901 | 0
| 953.8266 | 0 | 953.8266 | 0 | 968.6434 | 0.00501 | 953.8266 | 0.0056 | 953.8266 | 0 | 953.8266 | 0
| 954.063 | 0 | 954.063 | 0 | 968.8857 | 0.0036 | 954.063 | 0.0138 | 954.063 | 0 | 954.063 | 0
| 954.2995 | 0 | 954.2995 | 0 | 969.128 | 0.0034 | 954.2995 | 0.00606 | 954.2995 | 0 | 954.2995 | 0
| 954.536 | 0 | 954.536 | 0 | 969.3704 | 0.00521 | 954.536 | 0.01407 | 954.536 | 0 | 954.536 | 0
| 954.7725 | 0 | 954.7725 | 0 | 969.6127 | 0.00521 | 954.7725 | 0.00604 | 954.7725 | 0 | 954.7725 | 0
| 955.0089 | 0 | 955.0089 | 0 | 969.8551 | 0.00481 | 955.0089 | 0.01436 | 955.0089 | 0 | 955.0089 | 0
| 955.2454 | 0 | 955.2454 | 0 | 970.0974 | 0.00441 | 955.2454 | 0.0041 | 955.2454 | 0 | 955.2454 | 0
| 955.4819 | 0 | 955.4819 | 0 | 970.3398 | 0.00521 | 955.4819 | 0.01445 | 955.4819 | 0 | 955.4819 | 0
| 955.7184 | 0 | 955.7184 | 0 | 970.5822 | 0.00621 | 955.7184 | 0.00686 | 955.7184 | 0 | 955.7184 | 0
| 955.9549 | 0 | 955.9549 | 0 | 970.8246 | 0.00561 | 955.9549 | 0.01203 | 955.9549 | 0 | 955.9549 | 0
| 956.1914 | 0 | 956.1914 | 0 | 971.0669 | 0.003 | 956.1914 | 0.00388 | 956.1914 | 0 | 956.1914 | 0
| 956.4279 | 0 | 956.4279 | 0 | 971.3093 | 0.00521 | 956.4279 | 0.01458 | 956.4279 | 0 | 956.4279 | 0
| 956.6644 | 0 | 956.6644 | 0 | 971.5517 | 0.00661 | 956.6644 | 0.00755 | 956.6644 | 0 | 956.6644 | 0
| 956.9009 | 0 | 956.9009 | 0 | 971.7941 | 0.00581 | 956.9009 | 0.01403 | 956.9009 | 0 | 956.9009 | 0
| 957.1375 | 0 | 957.1375 | 0 | 972.0365 | 0.00501 | 957.1375 | 0.00578 | 957.1375 | 0 | 957.1375 | 0
| 957.374 | 0 | 957.374 | 0 | 972.2789 | 0.00501 | 957.374 | 0.01292 | 957.374 | 0 | 957.374 | 0
| 957.6106 | 0 | 957.6106 | 0 | 972.5213 | 0.00521 | 957.6106 | 0.00374 | 957.6106 | 0 | 957.6106 | 0
| 957.8471 | 0 | 957.8471 | 0 | 972.7637 | 0.00601 | 957.8471 | 0.01469 | 957.8471 | 0 | 957.8471 | 0
| 958.0837 | 0 | 958.0837 | 0 | 973.0062 | 0.00421 | 958.0837 | 0.00597 | 958.0837 | 0 | 958.0837 | 0
| 958.3203 | 0 | 958.3203 | 0 | 973.2486 | 0.00401 | 958.3202 | 0.01455 | 958.3203 | 0 | 958.3203 | 0
| 958.5568 | 0 | 958.5568 | 0 | 973.491 | 0.00481 | 958.5568 | 0.00714 | 958.5568 | 0 | 958.5568 | 0
| 958.7934 | 0 | 958.7934 | 0 | 973.7335 | 0.0038 | 958.7934 | 0.01526 | 958.7934 | 0 | 958.7934 | 0
| 959.03 | 0 | 959.03 | 0 | 973.9759 | 0.0034 | 959.03 | 0.00504 | 959.03 | 0 | 959.03 | 0
| 959.2665 | 0 | 959.2665 | 0 | 974.2183 | 0.004 | 959.2665 | 0.01453 | 959.2665 | 0 | 959.2665 | 0
| 959.5031 | 0 | 959.5031 | 0 | 974.4608 | 0.00481 | 959.5031 | 0.00734 | 959.5031 | 0 | 959.5031 | 0
| 959.7397 | 0 | 959.7397 | 0 | 974.7033 | 0.00541 | 959.7397 | 0.01581 | 959.7397 | 0 | 959.7397 | 0
| 959.9763 | 0 | 959.9763 | 0 | 974.9457 | 0.0038 | 959.9763 | 0.00442 | 959.9763 | 0 | 959.9763 | 0
| 960.213 | 0 | 960.213 | 0 | 975.1882 | 0.00621 | 960.2129 | 0.01299 | 960.213 | 0 | 960.213 | 0
| 960.4496 | 0 | 960.4496 | 0 | 975.4307 | 0.00701 | 960.4496 | 0.00522 | 960.4496 | 0 | 960.4496 | 0
| 960.6862 | 0 | 960.6862 | 0 | 975.6731 | 0.00741 | 960.6862 | 0.01501 | 960.6862 | 0 | 960.6862 | 0
| 960.9228 | 0 | 960.9228 | 0 | 975.9156 | 0.00421 | 960.9228 | 0.00449 | 960.9228 | 0 | 960.9228 | 0
| 961.1594 | 0 | 961.1594 | 0 | 976.1581 | 0.00601 | 961.1594 | 0.01431 | 961.1594 | 0 | 961.1594 | 0
| 961.3961 | 0 | 961.3961 | 0 | 976.4006 | 0.00501 | 961.3961 | 0.00377 | 961.3961 | 0 | 961.3961 | 0
| 961.6327 | 0 | 961.6327 | 0 | 976.6431 | 0.00461 | 961.6327 | 0.01507 | 961.6327 | 0 | 961.6327 | 0
| 961.8694 | 0 | 961.8694 | 0 | 976.8856 | 0.00441 | 961.8694 | 0.0058 | 961.8694 | 0 | 961.8694 | 0
| 962.106 | 0 | 962.106 | 0 | 977.1281 | 0.00761 | 962.106 | 0.01493 | 962.106 | 0 | 962.106 | 0
| 962.3427 | 0 | 962.3427 | 0 | 977.3706 | 0.00741 | 962.3427 | 0.00749 | 962.3427 | 0 | 962.3427 | 0
| 962.5793 | 0 | 962.5793 | 0 | 977.6132 | 0.00841 | 962.5793 | 0.01339 | 962.5793 | 0 | 962.5793 | 0
| 962.816 | 0 | 962.816 | 0 | 977.8557 | 0.0018 | 962.816 | 0.005 | 962.816 | 0 | 962.816 | 0
| 963.0527 | 0 | 963.0527 | 0 | 978.0982 | 0.0038 | 963.0527 | 0.01567 | 963.0527 | 0 | 963.0527 | 0
| 963.2894 | 0 | 963.2894 | 0 | 978.3407 | 0.0036 | 963.2894 | 0.00607 | 963.2894 | 0 | 963.2894 | 0
| 963.5261 | 0 | 963.5261 | 0 | 978.5833 | 0.0038 | 963.5261 | 0.0156 | 963.5261 | 0 | 963.5261 | 0
| 963.7628 | 0 | 963.7628 | 0 | 978.8258 | 0.00521 | 963.7628 | 0.00756 | 963.7628 | 0 | 963.7628 | 0
| 963.9995 | 0 | 963.9995 | 0 | 979.0684 | 0.00701 | 963.9995 | 0.01436 | 963.9995 | 0 | 963.9995 | 0
| 964.2362 | 0 | 964.2362 | 0 | 979.3109 | 0.00521 | 964.2362 | 0.00682 | 964.2362 | 0 | 964.2362 | 0
| 964.4729 | 0 | 964.4729 | 0 | 979.5535 | 0.00961 | 964.4729 | 0.01295 | 964.4729 | 0 | 964.4729 | 0
| 964.7096 | 0 | 964.7096 | 0 | 979.796 | 0.00561 | 964.7096 | 0.0066 | 964.7096 | 0 | 964.7096 | 0
| 964.9464 | 0 | 964.9464 | 0 | 980.0386 | 0.00561 | 964.9464 | 0.01391 | 964.9464 | 0 | 964.9464 | 0
| 965.183 | 0 | 965.183 | 0 | 980.2812 | 0.0034 | 965.183 | 0.00566 | 965.183 | 0 | 965.183 | 0
| 965.4198 | 0 | 965.4198 | 0 | 980.5238 | 0.0036 | 965.4198 | 0.01571 | 965.4198 | 0 | 965.4198 | 0
| 965.6566 | 0 | 965.6566 | 0 | 980.7663 | 0.0028 | 965.6566 | 0.00473 | 965.6566 | 0 | 965.6566 | 0
| 965.8933 | 0 | 965.8933 | 0 | 981.0089 | 0.00481 | 965.8933 | 0.01444 | 965.8933 | 0 | 965.8933 | 0
| 966.1301 | 0 | 966.1301 | 0 | 981.2515 | 0.00561 | 966.1301 | 0.00447 | 966.1301 | 0 | 966.1301 | 0
| 966.3668 | 0 | 966.3668 | 0 | 981.4941 | 0.00541 | 966.3668 | 0.0171 | 966.3668 | 0 | 966.3668 | 0
| 966.6036 | 0 | 966.6036 | 0 | 981.7367 | 0.0022 | 966.6036 | 0.00818 | 966.6036 | 0 | 966.6036 | 0
| 966.8403 | 0 | 966.8403 | 0 | 981.9793 | 0.00621 | 966.8403 | 0.01437 | 966.8403 | 0 | 966.8403 | 0
| 967.0771 | 0 | 967.0771 | 0 | 982.222 | 0.00581 | 967.0771 | 0.0051 | 967.0771 | 0 | 967.0771 | 0
| 967.3139 | 0 | 967.3139 | 0 | 982.4646 | 0.00741 | 967.3139 | 0.01537 | 967.3139 | 0 | 967.3139 | 0
| 967.5507 | 0 | 967.5507 | 0 | 982.7072 | 0.00521 | 967.5507 | 0.00445 | 967.5507 | 0 | 967.5507 | 0
| 967.7875 | 0 | 967.7875 | 0 | 982.9498 | 0.01141 | 967.7875 | 0.01496 | 967.7875 | 0 | 967.7875 | 0
| 968.0243 | 0 | 968.0243 | 0 | 983.1925 | 0.00521 | 968.0243 | 0.0065 | 968.0243 | 0 | 968.0243 | 0
| 968.2611 | 0 | 968.2611 | 0 | 983.4351 | 0.00461 | 968.2611 | 0.01695 | 968.2611 | 0 | 968.2611 | 0
| 968.4979 | 0 | 968.4979 | 0 | 983.6777 | 0.00541 | 968.4979 | 0.00813 | 968.4979 | 0 | 968.4979 | 0
| 968.7347 | 0 | 968.7347 | 0 | 983.9204 | 0.00781 | 968.7347 | 0.01628 | 968.7347 | 0 | 968.7347 | 0
| 968.9716 | 0 | 968.9716 | 0 | 984.1631 | 0.0036 | 968.9716 | 0.00599 | 968.9716 | 0 | 968.9716 | 0
| 969.2084 | 0 | 969.2084 | 0 | 984.4057 | 0.0028 | 969.2084 | 0.01631 | 969.2084 | 0 | 969.2084 | 0
| 969.4453 | 0 | 969.4453 | 0 | 984.6484 | 0.00461 | 969.4452 | 0.00735 | 969.4453 | 0 | 969.4453 | 0
| 969.6821 | 0 | 969.6821 | 0 | 984.891 | 0.00801 | 969.6821 | 0.01695 | 969.6821 | 0 | 969.6821 | 0
| 969.9189 | 0 | 969.9189 | 0 | 985.1337 | 0.00441 | 969.9189 | 0.00492 | 969.9189 | 0 | 969.9189 | 0
| 970.1558 | 0 | 970.1558 | 0 | 985.3764 | 0.00561 | 970.1558 | 0.01592 | 970.1558 | 0 | 970.1558 | 0
| 970.3926 | 0 | 970.3926 | 0 | 985.6191 | 0.00681 | 970.3926 | 0.00823 | 970.3926 | 0 | 970.3926 | 0
| 970.6295 | 0 | 970.6295 | 0 | 985.8618 | 0.00921 | 970.6295 | 0.01661 | 970.6295 | 0 | 970.6295 | 0
| 970.8664 | 0 | 970.8664 | 0 | 986.1045 | 0.00441 | 970.8664 | 0.00754 | 970.8664 | 0 | 970.8664 | 0
| 971.1033 | 0 | 971.1033 | 0 | 986.3472 | 0.00741 | 971.1033 | 0.01645 | 971.1033 | 0 | 971.1033 | 0
| 971.3401 | 0 | 971.3401 | 0 | 986.5899 | 0.00581 | 971.3401 | 0.00738 | 971.3401 | 0 | 971.3401 | 0
| 971.577 | 0 | 971.577 | 0 | 986.8326 | 0.00801 | 971.577 | 0.01735 | 971.577 | 0 | 971.577 | 0
| 971.8139 | 0 | 971.8139 | 0 | 987.0753 | 0.00761 | 971.8139 | 0.00775 | 971.8139 | 0 | 971.8139 | 0
| 972.0508 | 0 | 972.0508 | 0 | 987.318 | 0.00841 | 972.0508 | 0.01857 | 972.0508 | 0 | 972.0508 | 0
| 972.2877 | 0 | 972.2877 | 0 | 987.5607 | 0.00861 | 972.2877 | 0.00592 | 972.2877 | 0 | 972.2877 | 0
| 972.5247 | 0 | 972.5247 | 0 | 987.8035 | 0.01121 | 972.5247 | 0.01675 | 972.5247 | 0 | 972.5247 | 0
| 972.7615 | 0 | 972.7615 | 0 | 988.0462 | 0.00521 | 972.7615 | 0.00751 | 972.7615 | 0 | 972.7615 | 0
| 972.9985 | 0 | 972.9985 | 0 | 988.2889 | 0.00581 | 972.9985 | 0.01616 | 972.9985 | 0 | 972.9985 | 0
| 973.2354 | 0 | 973.2354 | 0 | 988.5317 | 0.00401 | 973.2354 | 0.00713 | 973.2354 | 0 | 973.2354 | 0
| 973.4724 | 0 | 973.4724 | 0 | 988.7744 | 0.00481 | 973.4724 | 0.01559 | 973.4724 | 0 | 973.4724 | 0
| 973.7093 | 0 | 973.7093 | 0 | 989.0172 | 0.00521 | 973.7093 | 0.0058 | 973.7093 | 0 | 973.7093 | 0
| 973.9462 | 0 | 973.9462 | 0 | 989.2599 | 0.00981 | 973.9462 | 0.01589 | 973.9462 | 0 | 973.9462 | 0
| 974.1832 | 0 | 974.1832 | 0 | 989.5027 | 0.00601 | 974.1832 | 0.0091 | 974.1832 | 0 | 974.1832 | 0
| 974.4202 | 0 | 974.4202 | 0 | 989.7455 | 0.00641 | 974.4202 | 0.01787 | 974.4202 | 0 | 974.4202 | 0
| 974.6571 | 0 | 974.6571 | 0 | 989.9882 | 0.00561 | 974.6571 | 0.00512 | 974.6571 | 0 | 974.6571 | 0
| 974.8941 | 0 | 974.8941 | 0 | 990.231 | 0.00521 | 974.8941 | 0.018 | 974.8941 | 0 | 974.8941 | 0
| 975.131 | 0 | 975.131 | 0 | 990.4738 | 0.004 | 975.131 | 0.00784 | 975.131 | 0 | 975.131 | 0
| 975.368 | 0 | 975.368 | 0 | 990.7166 | 0.00641 | 975.368 | 0.01719 | 975.368 | 0 | 975.368 | 0
| 975.605 | 0 | 975.605 | 0 | 990.9594 | 0.00561 | 975.605 | 0.00835 | 975.605 | 0 | 975.605 | 0
| 975.842 | 0 | 975.842 | 0 | 991.2022 | 0.00661 | 975.842 | 0.01741 | 975.842 | 0 | 975.842 | 0
| 976.079 | 0 | 976.079 | 0 | 991.445 | 0.0028 | 976.079 | 0.00776 | 976.079 | 0 | 976.079 | 0
| 976.316 | 0 | 976.316 | 0 | 991.6878 | 0.00681 | 976.316 | 0.01791 | 976.316 | 0 | 976.316 | 0
| 976.553 | 0 | 976.553 | 0 | 991.9306 | 0.00741 | 976.553 | 0.00605 | 976.553 | 0 | 976.553 | 0
| 976.79 | 0 | 976.79 | 0 | 992.1734 | 0.00941 | 976.79 | 0.01874 | 976.79 | 0 | 976.79 | 0
| 977.027 | 0 | 977.027 | 0 | 992.4162 | 0.00461 | 977.027 | 0.00677 | 977.027 | 0 | 977.027 | 0
| 977.2641 | 0 | 977.2641 | 0 | 992.659 | 0.01161 | 977.2641 | 0.01821 | 977.2641 | 0 | 977.2641 | 0
| 977.5011 | 0 | 977.5011 | 0 | 992.9019 | 0.00421 | 977.5011 | 0.00684 | 977.5011 | 0 | 977.5011 | 0
| 977.7382 | 0 | 977.7382 | 0 | 993.1447 | 0.00681 | 977.7382 | 0.01754 | 977.7382 | 0 | 977.7382 | 0
| 977.9752 | 0 | 977.9752 | 0 | 993.3875 | 0.00561 | 977.9752 | 0.00903 | 977.9752 | 0 | 977.9752 | 0
| 978.2123 | 0 | 978.2123 | 0 | 993.6304 | 0.00741 | 978.2123 | 0.01773 | 978.2123 | 0 | 978.2123 | 0
| 978.4493 | 0 | 978.4493 | 0 | 993.8732 | 0.004 | 978.4493 | 0.00732 | 978.4493 | 0 | 978.4493 | 0
| 978.6863 | 0 | 978.6863 | 0 | 994.1161 | 0.01101 | 978.6863 | 0.01926 | 978.6863 | 0 | 978.6863 | 0
| 978.9235 | 0 | 978.9235 | 0 | 994.359 | 0.00561 | 978.9235 | 0.00888 | 978.9235 | 0 | 978.9235 | 0
| 979.1605 | 0 | 979.1605 | 0 | 994.6018 | 0.00521 | 979.1605 | 0.01785 | 979.1605 | 0 | 979.1605 | 0
| 979.3976 | 0 | 979.3976 | 0 | 994.8447 | 0.00521 | 979.3976 | 0.00588 | 979.3976 | 0 | 979.3976 | 0
| 979.6346 | 0 | 979.6346 | 0 | 995.0875 | 0.00821 | 979.6346 | 0.02087 | 979.6346 | 0 | 979.6346 | 0
| 979.8718 | 0 | 979.8718 | 0 | 995.3304 | 0.00661 | 979.8718 | 0.00837 | 979.8718 | 0 | 979.8718 | 0
| 980.1088 | 0 | 980.1088 | 0 | 995.5733 | 0.00881 | 980.1088 | 0.01789 | 980.1088 | 0 | 980.1088 | 0
| 980.3459 | 0 | 980.3459 | 0 | 995.8162 | 0.00581 | 980.346 | 0.00732 | 980.3459 | 0 | 980.3459 | 0
| 980.5831 | 0 | 980.5831 | 0 | 996.0591 | 0.01141 | 980.5831 | 0.01886 | 980.5831 | 0 | 980.5831 | 0
| 980.8202 | 0 | 980.8202 | 0 | 996.302 | 0.0024 | 980.8202 | 0.00688 | 980.8202 | 0 | 980.8202 | 0
| 981.0573 | 0 | 981.0573 | 0 | 996.5449 | 0.00901 | 981.0573 | 0.01722 | 981.0573 | 0 | 981.0573 | 0
| 981.2944 | 0 | 981.2944 | 0 | 996.7878 | 0.00661 | 981.2944 | 0.00723 | 981.2944 | 0 | 981.2944 | 0
| 981.5316 | 0 | 981.5316 | 0 | 997.0307 | 0.00961 | 981.5316 | 0.01694 | 981.5316 | 0 | 981.5316 | 0
| 981.7687 | 0 | 981.7687 | 0 | 997.2736 | 0.00781 | 981.7687 | 0.00767 | 981.7687 | 0 | 981.7687 | 0
| 982.0058 | 0 | 982.0058 | 0 | 997.5166 | 0.00661 | 982.0058 | 0.01951 | 982.0058 | 0 | 982.0058 | 0
| 982.243 | 0 | 982.243 | 0 | 997.7595 | 0.00561 | 982.243 | 0.0084 | 982.243 | 0 | 982.243 | 0
| 982.4801 | 0 | 982.4801 | 0 | 998.0024 | 0.01001 | 982.4801 | 0.02116 | 982.4801 | 0 | 982.4801 | 0
| 982.7173 | 0 | 982.7173 | 0 | 998.2453 | 0.01061 | 982.7173 | 0.00639 | 982.7173 | 0 | 982.7173 | 0
| 982.9545 | 0 | 982.9545 | 0 | 998.4883 | 0.00601 | 982.9545 | 0.0199 | 982.9545 | 0 | 982.9545 | 0
| 983.1916 | 0 | 983.1916 | 0 | 998.7312 | 0.01201 | 983.1916 | 0.00704 | 983.1916 | 0 | 983.1916 | 0
| 983.4288 | 0 | 983.4288 | 0 | 998.9742 | 0.00841 | 983.4288 | 0.02136 | 983.4288 | 0 | 983.4288 | 0
| 983.666 | 0 | 983.666 | 0 | 999.2171 | 0.00841 | 983.6659 | 0.01118 | 983.666 | 0 | 983.666 | 0
| 983.9031 | 0 | 983.9031 | 0 | 999.4601 | 0.00841 | 983.9031 | 0.02203 | 983.9031 | 0 | 983.9031 | 0
| 984.1403 | 0 | 984.1403 | 0 | 999.703 | 0.00901 | 984.1403 | 0.00851 | 984.1403 | 0 | 984.1403 | 0
| 984.3776 | 0 | 984.3776 | 0 | 999.946 | 0.00401 | 984.3776 | 0.02125 | 984.3776 | 0 | 984.3776 | 0
| 984.6147 | 0 | 984.6147 | 0 | 1000.189 | 0.01041 | 984.6147 | 0.00778 | 984.6147 | 0 | 984.6147 | 0
| 984.8519 | 0 | 984.8519 | 0 | 1000.432 | 0.00561 | 984.8519 | 0.02042 | 984.8519 | 0 | 984.8519 | 0
| 985.0892 | 0 | 985.0892 | 0 | 1000.6749 | 0.01562 | 985.0892 | 0.00882 | 985.0892 | 0 | 985.0892 | 0
| 985.3264 | 0 | 985.3264 | 0 | 1000.9179 | 0.00421 | 985.3264 | 0.02279 | 985.3264 | 0 | 985.3264 | 0
| 985.5636 | 0 | 985.5636 | 0 | 1001.1609 | 0.01201 | 985.5636 | 0.01008 | 985.5636 | 0 | 985.5636 | 0
| 985.8008 | 0 | 985.8008 | 0 | 1001.4039 | 0.00721 | 985.8008 | 0.02266 | 985.8008 | 0 | 985.8008 | 0
| 986.0381 | 0 | 986.0381 | 0 | 1001.6469 | 0.01522 | 986.0381 | 0.00775 | 986.0381 | 0 | 986.0381 | 0
| 986.2753 | 0 | 986.2753 | 0 | 1001.8899 | 0.00561 | 986.2753 | 0.02224 | 986.2753 | 0 | 986.2753 | 0
| 986.5126 | 0 | 986.5126 | 0 | 1002.1329 | 0.01121 | 986.5126 | 0.00855 | 986.5126 | 0 | 986.5126 | 0
| 986.7498 | 0 | 986.7498 | 0 | 1002.3759 | 0.00761 | 986.7498 | 0.02142 | 986.7498 | 0 | 986.7498 | 0
| 986.9871 | 0 | 986.9871 | 0 | 1002.619 | 0.01081 | 986.9871 | 0.0089 | 986.9871 | 0 | 986.9871 | 0
| 987.2244 | 0 | 987.2244 | 0 | 1002.862 | 0.004 | 987.2244 | 0.02293 | 987.2244 | 0 | 987.2244 | 0
| 987.4616 | 0 | 987.4616 | 0 | 1003.105 | 0.01021 | 987.4616 | 0.01002 | 987.4616 | 0 | 987.4616 | 0
| 987.6989 | 0 | 987.6989 | 0 | 1003.348 | 0.01101 | 987.6989 | 0.02216 | 987.6989 | 0 | 987.6989 | 0
| 987.9362 | 0 | 987.9362 | 0 | 1003.5911 | 0.01021 | 987.9362 | 0.00947 | 987.9362 | 0 | 987.9362 | 0
| 988.1735 | 0 | 988.1735 | 0 | 1003.8341 | 0 | 988.1735 | 0.02102 | 988.1735 | 0 | 988.1735 | 0
| 988.4108 | 0 | 988.4108 | 0 | 1004.0772 | 0 | 988.4108 | 0.01028 | 988.4108 | 0 | 988.4108 | 0
| 988.6481 | 0 | 988.6481 | 0 | 1004.3202 | 0 | 988.6481 | 0.01013 | 988.6481 | 0 | 988.6481 | 0
| 988.8854 | 0 | 988.8854 | 0 | 1004.5633 | 0 | 988.8854 | 0.02474 | 988.8854 | 0 | 988.8854 | 0
| 989.1227 | 0 | 989.1227 | 0 | 1004.8063 | 0 | 989.1227 | 0.00957 | 989.1227 | 0 | 989.1227 | 0
| 989.36 | 0 | 989.36 | 0 | 1005.0494 | 0 | 989.36 | 0.02355 | 989.36 | 0 | 989.36 | 0
| 989.5973 | 0 | 989.5973 | 0 | 1005.2925 | 0 | 989.5973 | 0.00942 | 989.5973 | 0 | 989.5973 | 0
| 989.8347 | 0 | 989.8347 | 0 | 1005.5356 | 0 | 989.8347 | 0.02219 | 989.8347 | 0 | 989.8347 | 0
| 990.072 | 0 | 990.072 | 0 | 1005.7786 | 0 | 990.072 | 0.01219 | 990.072 | 0 | 990.072 | 0
| 990.3093 | 0 | 990.3093 | 0 | 1006.0217 | 0 | 990.3093 | 0.02242 | 990.3093 | 0 | 990.3093 | 0
| 990.5466 | 0 | 990.5466 | 0 | 1006.2648 | 0 | 990.5466 | 0.01051 | 990.5466 | 0 | 990.5466 | 0
| 990.784 | 0 | 990.784 | 0 | 1006.5079 | 0 | 990.784 | 0.02181 | 990.784 | 0 | 990.784 | 0
| 991.0214 | 0 | 991.0214 | 0 | 1006.751 | 0 | 991.0214 | 0.00874 | 991.0214 | 0 | 991.0214 | 0
| 991.2587 | 0 | 991.2587 | 0 | 1006.9941 | 0 | 991.2587 | 0.02301 | 991.2587 | 0 | 991.2587 | 0
| 991.4961 | 0 | 991.4961 | 0 | 1007.2372 | 0 | 991.4961 | 0.00905 | 991.4961 | 0 | 991.4961 | 0
| 991.7335 | 0 | 991.7335 | 0 | 1007.4803 | 0 | 991.7335 | 0.02331 | 991.7335 | 0 | 991.7335 | 0
| 991.9708 | 0 | 991.9708 | 0 | 1007.7234 | 0 | 991.9708 | 0.01144 | 991.9708 | 0 | 991.9708 | 0
| 992.2082 | 0 | 992.2082 | 0 | 1007.9666 | 0 | 992.2082 | 0.02523 | 992.2082 | 0 | 992.2082 | 0
| 992.4456 | 0 | 992.4456 | 0 | 1008.2097 | 0 | 992.4456 | 0.01093 | 992.4456 | 0 | 992.4456 | 0
| 992.683 | 0 | 992.683 | 0 | 1008.4528 | 0 | 992.683 | 0.02526 | 992.683 | 0 | 992.683 | 0
| 992.9204 | 0 | 992.9204 | 0 | 1008.696 | 0 | 992.9204 | 0.00958 | 992.9204 | 0 | 992.9204 | 0
| 993.1578 | 0 | 993.1578 | 0 | 1008.9391 | 0 | 993.1578 | 0.02609 | 993.1578 | 0 | 993.1578 | 0
| 993.3952 | 0 | 993.3952 | 0 | 1009.1822 | 0 | 993.3952 | 0.0083 | 993.3952 | 0 | 993.3952 | 0
| 993.6326 | 0 | 993.6326 | 0 | 1009.4254 | 0 | 993.6326 | 0.02736 | 993.6326 | 0 | 993.6326 | 0
| 993.8701 | 0 | 993.8701 | 0 | 1009.6685 | 0 | 993.8701 | 0.01315 | 993.8701 | 0 | 993.8701 | 0
| 994.1075 | 0 | 994.1075 | 0 | 1009.9117 | 0 | 994.1075 | 0.02613 | 994.1075 | 0 | 994.1075 | 0
| 994.3449 | 0 | 994.3449 | 0 | 1010.1549 | 0 | 994.3449 | 0.00986 | 994.3449 | 0 | 994.3449 | 0
| 994.5823 | 0 | 994.5823 | 0 | 1010.398 | 0 | 994.5823 | 0.02557 | 994.5823 | 0 | 994.5823 | 0
| 994.8198 | 0 | 994.8198 | 0 | 1010.6412 | 0 | 994.8198 | 0.01221 | 994.8198 | 0 | 994.8198 | 0
| 995.0573 | 0 | 995.0573 | 0 | 1010.8844 | 0 | 995.0572 | 0.02754 | 995.0573 | 0 | 995.0573 | 0
| 995.2947 | 0 | 995.2947 | 0 | 1011.1275 | 0 | 995.2947 | 0.01355 | 995.2947 | 0 | 995.2947 | 0
| 995.5322 | 0 | 995.5322 | 0 | 1011.3707 | 0 | 995.5322 | 0.0214 | 995.5322 | 0 | 995.5322 | 0
| 995.7696 | 0 | 995.7696 | 0 | 1011.6139 | 0 | 995.7696 | 0.01137 | 995.7696 | 0 | 995.7696 | 0
| 996.0071 | 0 | 996.0071 | 0 | 1011.8571 | 0 | 996.0071 | 0.02921 | 996.0071 | 0 | 996.0071 | 0
| 996.2446 | 0 | 996.2446 | 0 | 1012.1003 | 0 | 996.2446 | 0.01231 | 996.2446 | 0 | 996.2446 | 0
| 996.4821 | 0 | 996.4821 | 0 | 1012.3435 | 0 | 996.4821 | 0.02685 | 996.4821 | 0 | 996.4821 | 0
| 996.7195 | 0 | 996.7195 | 0 | 1012.5867 | 0 | 996.7195 | 0.00746 | 996.7195 | 0 | 996.7195 | 0
| 996.957 | 0 | 996.957 | 0 | 1012.8299 | 0 | 996.957 | 0.02813 | 996.957 | 0 | 996.957 | 0
| 997.1945 | 0 | 997.1945 | 0 | 1013.0731 | 0 | 997.1945 | 0.0118 | 997.1945 | 0 | 997.1945 | 0
| 997.432 | 0 | 997.432 | 0 | 1013.3164 | 0 | 997.432 | 0.02928 | 997.432 | 0 | 997.432 | 0
| 997.6696 | 0 | 997.6696 | 0 | 1013.5596 | 0 | 997.6696 | 0.01358 | 997.6696 | 0 | 997.6696 | 0
| 997.907 | 0 | 997.907 | 0 | 1013.8028 | 0 | 997.907 | 0.0279 | 997.907 | 0 | 997.907 | 0
| 998.1446 | 0 | 998.1446 | 0 | 1014.046 | 0 | 998.1446 | 0.01006 | 998.1446 | 0 | 998.1446 | 0
| 998.3821 | 0 | 998.3821 | 0 | 1014.2893 | 0 | 998.3821 | 0.02753 | 998.3821 | 0 | 998.3821 | 0
| 998.6196 | 0 | 998.6196 | 0 | 1014.5325 | 0 | 998.6196 | 0.01274 | 998.6196 | 0 | 998.6196 | 0
| 998.8572 | 0 | 998.8572 | 0 | 1014.7758 | 0 | 998.8572 | 0.0326 | 998.8572 | 0 | 998.8572 | 0
| 999.0947 | 0 | 999.0947 | 0 | 1015.019 | 0 | 999.0947 | 0.0118 | 999.0947 | 0 | 999.0947 | 0
| 999.3323 | 0 | 999.3323 | 0 | 1015.2623 | 0 | 999.3323 | 0.02984 | 999.3323 | 0 | 999.3323 | 0
| 999.5698 | 0 | 999.5698 | 0 | 1015.5055 | 0 | 999.5698 | 0.01105 | 999.5698 | 0 | 999.5698 | 0
| 999.8074 | 0 | 999.8074 | 0 | 1015.7488 | 0 | 999.8074 | 0.02782 | 999.8074 | 0 | 999.8074 | 0
| 1000.0449 | 0 | 1000.0449 | 0 | 1015.9921 | 0 | 1000.0449 | 0.01388 | 1000.0449 | 0 | 1000.0449 | 0
| 1000.2825 | 0 | 1000.2825 | 0 | 1016.2354 | 0 | 1000.2825 | 0.03093 | 1000.2825 | 0 | 1000.2825 | 0
| 1000.5201 | 0 | 1000.5201 | 0 | 1016.4786 | 0 | 1000.5201 | 0.0118 | 1000.5201 | 0 | 1000.5201 | 0
| 1000.7577 | 0 | 1000.7577 | 0 | 1016.7219 | 0 | 1000.7577 | 0.03027 | 1000.7577 | 0 | 1000.7577 | 0
| 1000.9952 | 0 | 1000.9952 | 0 | 1016.9652 | 0 | 1000.9952 | 0.0138 | 1000.9952 | 0 | 1000.9952 | 0
| 1001.2328 | 0 | 1001.2328 | 0 | 1017.2085 | 0 | 1001.2328 | 0.02962 | 1001.2328 | 0 | 1001.2328 | 0
| 1001.4705 | 0 | 1001.4705 | 0 | 1017.4518 | 0 | 1001.4705 | 0.01522 | 1001.4705 | 0 | 1001.4705 | 0
| 1001.7081 | 0 | 1001.7081 | 0 | 1017.6951 | 0 | 1001.7081 | 0.03454 | 1001.7081 | 0 | 1001.7081 | 0
| 1001.9457 | 0 | 1001.9457 | 0 | 1017.9384 | 0 | 1001.9457 | 0.01414 | 1001.9457 | 0 | 1001.9457 | 0
| 1002.1833 | 0 | 1002.1833 | 0 | 1018.1817 | 0 | 1002.1833 | 0.0307 | 1002.1833 | 0 | 1002.1833 | 0
| 1002.4209 | 0 | 1002.4209 | 0 | 1018.425 | 0 | 1002.4209 | 0.01421 | 1002.4209 | 0 | 1002.4209 | 0
| 1002.6585 | 0 | 1002.6585 | 0 | 1018.6683 | 0 | 1002.6585 | 0.0334 | 1002.6585 | 0 | 1002.6585 | 0
| 1002.8962 | 0 | 1002.8962 | 0 | 1018.9116 | 0 | 1002.8962 | 0.01427 | 1002.8962 | 0 | 1002.8962 | 0
| 1003.1338 | 0 | 1003.1338 | 0 | 1019.155 | 0 | 1003.1338 | 0.02969 | 1003.1338 | 0 | 1003.1338 | 0
| 1003.3714 | 0 | 1003.3714 | 0 | 1019.3983 | 0 | 1003.3714 | 0.01189 | 1003.3714 | 0 | 1003.3714 | 0
| 1003.6091 | 0 | 1003.6091 | 0 | 1019.6416 | 0 | 1003.6091 | 0.03539 | 1003.6091 | 0 | 1003.6091 | 0
| 1003.8467 | 0 | 1003.8467 | 0 | 1019.885 | 0 | 1003.8467 | 0.01742 | 1003.8467 | 0 | 1003.8467 | 0
| 1004.0844 | 0 | 1004.0844 | 0 | 1020.1283 | 0 | 1004.0844 | 0.03472 | 1004.0844 | 0 | 1004.0844 | 0
| 1004.322 | 0 | 1004.322 | 0 | 1020.3717 | 0 | 1004.322 | 0.01429 | 1004.322 | 0 | 1004.322 | 0
| 1004.5597 | 0 | 1004.5597 | 0 | 1020.615 | 0 | 1004.5597 | 0.03564 | 1004.5597 | 0 | 1004.5597 | 0
| 1004.7974 | 0 | 1004.7974 | 0 | 1020.8584 | 0 | 1004.7974 | 0.02112 | 1004.7974 | 0 | 1004.7974 | 0
| 1005.0351 | 0 | 1005.0351 | 0 | 1021.1017 | 0 | 1005.0351 | 0.03474 | 1005.0351 | 0 | 1005.0351 | 0
| 1005.2728 | 0 | 1005.2728 | 0 | 1021.3451 | 0 | 1005.2728 | 0.01491 | 1005.2728 | 0 | 1005.2728 | 0
| 1005.5104 | 0 | 1005.5104 | 0 | 1021.5885 | 0 | 1005.5104 | 0.03346 | 1005.5104 | 0 | 1005.5104 | 0
| 1005.7482 | 0 | 1005.7482 | 0 | 1021.8319 | 0 | 1005.7482 | 0.01307 | 1005.7482 | 0 | 1005.7482 | 0
| 1005.9858 | 0 | 1005.9858 | 0 | 1022.0752 | 0 | 1005.9858 | 0.0287 | 1005.9858 | 0 | 1005.9858 | 0
| 1006.2236 | 0 | 1006.2236 | 0 | 1022.3186 | 0 | 1006.2236 | 0.01911 | 1006.2236 | 0 | 1006.2236 | 0
| 1006.4612 | 0 | 1006.4612 | 0 | 1022.562 | 0 | 1006.4612 | 0.03462 | 1006.4612 | 0 | 1006.4612 | 0
| 1006.699 | 0 | 1006.699 | 0 | 1022.8054 | 0 | 1006.699 | 0.01784 | 1006.699 | 0 | 1006.699 | 0
| 1006.9367 | 0 | 1006.9367 | 0 | 1023.0488 | 0 | 1006.9367 | 0.03465 | 1006.9367 | 0 | 1006.9367 | 0
| 1007.1744 | 0 | 1007.1744 | 0 | 1023.2922 | 0 | 1007.1744 | 0.01642 | 1007.1744 | 0 | 1007.1744 | 0
| 1007.4122 | 0 | 1007.4122 | 0 | 1023.5356 | 0 | 1007.4122 | 0.03678 | 1007.4122 | 0 | 1007.4122 | 0
| 1007.6499 | 0 | 1007.6499 | 0 | 1023.779 | 0 | 1007.6499 | 0.01771 | 1007.6499 | 0 | 1007.6499 | 0
| 1007.8876 | 0 | 1007.8876 | 0 | 1024.0224 | 0 | 1007.8876 | 0.03487 | 1007.8876 | 0 | 1007.8876 | 0
| 1008.1254 | 0 | 1008.1254 | 0 | 1024.2658 | 0 | 1008.1254 | 2.8498e-05 | 1008.1254 | 0 | 1008.1254 | 0
| 1008.3632 | 0 | 1008.3632 | 0 | 1024.5093 | 0 | 1008.3632 | 4.5382e-05 | 1008.3632 | 0 | 1008.3632 | 0
| 1008.6009 | 0 | 1008.6009 | 0 | 1024.7527 | 0 | 1008.6009 | 2.4144e-05 | 1008.6009 | 0 | 1008.6009 | 0
| 1008.8387 | 0 | 1008.8387 | 0 | 1024.9961 | 0 | 1008.8387 | 5.1126e-05 | 1008.8387 | 0 | 1008.8387 | 0
| 1009.0765 | 0 | 1009.0765 | 0 | 1025.2395 | 0 | 1009.0765 | 2.5421e-05 | 1009.0765 | 0 | 1009.0765 | 0
| 1009.3142 | 0 | 1009.3142 | 0 | 1025.483 | 0 | 1009.3142 | 5.1439e-05 | 1009.3142 | 0 | 1009.3142 | 0
| 1009.552 | 0 | 1009.552 | 0 | 1025.7264 | 0 | 1009.552 | 2.4265e-05 | 1009.552 | 0 | 1009.552 | 0
| 1009.7898 | 0 | 1009.7898 | 0 | 1025.9699 | 0 | 1009.7898 | 4.2361e-05 | 1009.7898 | 0 | 1009.7898 | 0
| 1010.0276 | 0 | 1010.0276 | 0 | 1026.2133 | 0 | 1010.0276 | -1.2867e-05 | 1010.0276 | 0 | 1010.0276 | 0
| 1010.2654 | 0 | 1010.2654 | 0 | 1026.4568 | 0 | 1010.2654 | 1.2309e-05 | 1010.2654 | 0 | 1010.2654 | 0
| 1010.5032 | 0 | 1010.5032 | 0 | 1026.7002 | 0 | 1010.5032 | -7.6871e-06 | 1010.5032 | 0 | 1010.5032 | 0
| 1010.741 | 0 | 1010.741 | 0 | 1026.9437 | 0 | 1010.741 | 1.6985e-05 | 1010.741 | 0 | 1010.741 | 0
| 1010.9788 | 0 | 1010.9788 | 0 |  |  |  |  | 1010.9788 | 0 | 1010.9788 | 0
| 1011.2166 | 0 | 1011.2166 | 0 |  |  |  |  | 1011 | 0 | 1011.2166 | 0

## Integration (hidden)
LED Item # | MWWHD4 |  | MWUVD1 |  | MNWHD2 |  | MCWHD5 |  | MCWHD6 |  | MCWHD7
Do Not Edit This Tab | Area Under Normalized Curve |  | Area Under Normalized Curve |  | Area Under Normalized Curve |  | Area Under Normalized Curve |  | Area Under Normalized Curve |  | Area Under Normalized Curve
| Total | 150.3229 | Total | 74.5014 | Total | 167.319 | Total | 109.3871 | Total | 109.2266 | Total | 95.8364
Integration
| 0 |  | 0 |  | 0 |  | 1.2764e-05 |  | 0 |  | 0
| 0 |  | 0 |  | 0 |  | 1.2488e-05 |  | 0 |  | 0
| 0 |  | 0 |  | 0 |  | 1.3306e-05 |  | 0 |  | 0
| 0 |  | 0 |  | 0 |  | 1.3144e-05 |  | 0 |  | 0
| 0 |  | 0 |  | 0 |  | 1.2957e-05 |  | 0 |  | 0
| 0 |  | 0 |  | 0 |  | 1.2857e-05 |  | 0 |  | 0
| 0 |  | 0 |  | 0 |  | 1.218e-05 |  | 0 |  | 0
| 0 |  | 0 |  | 0 |  | 1.2563e-05 |  | 0 |  | 0
| 0 |  | 0 |  | 0 |  | 1.3089e-05 |  | 0 |  | 0
| 0 |  | 0 |  | 0 |  | 1.2396e-05 |  | 0 |  | 0
| 0 |  | 0 |  | 0 |  | 1.1869e-05 |  | 0 |  | 0
| 0 |  | 0 |  | 0 |  | 1.2539e-05 |  | 0 |  | 0
| 0 |  | 0 |  | 0 |  | 1.2884e-05 |  | 0 |  | 0
| 0 |  | 0 |  | 0 |  | 1.2531e-05 |  | 0 |  | 0
| 0 |  | 0 |  | 0 |  | 1.2512e-05 |  | 0 |  | 0
| 0 |  | 0 |  | 0 |  | 1.283e-05 |  | 0 |  | 0
| 0 |  | 0 |  | 0 |  | 1.2863e-05 |  | 0 |  | 0
| 0 |  | 0 |  | 0 |  | 1.2554e-05 |  | 0 |  | 0
| 0 |  | 0 |  | 0 |  | 1.2085e-05 |  | 0 |  | 0
| 0 |  | 0 |  | 0 |  | 1.214e-05 |  | 0 |  | 0
| 0 |  | 0 |  | 0 |  | 1.2442e-05 |  | 0 |  | 0
| 0 |  | 0 |  | 0 |  | 1.2852e-05 |  | 0 |  | 0
| 0 |  | 0 |  | 0 |  | 1.3165e-05 |  | 0 |  | 0
| 0 |  | 0 |  | 0 |  | 1.281e-05 |  | 0 |  | 0
| 0 |  | 0 |  | 0 |  | 1.2492e-05 |  | 0 |  | 0
| 0 |  | 0 |  | 0 |  | 1.2502e-05 |  | 0 |  | 0
| 0 |  | 0 |  | 0 |  | 1.254e-05 |  | 0 |  | 0
| 0 |  | 0 |  | 0 |  | 1.2367e-05 |  | 0 |  | 0
| 0 |  | 0 |  | 0 |  | 1.2014e-05 |  | 0 |  | 0
| 0 |  | 0 |  | 0 |  | 1.2784e-05 |  | 0 |  | 0
| 0 |  | 0 |  | 0 |  | 1.2791e-05 |  | 0 |  | 0
| 0 |  | 0 |  | 0 |  | 1.2345e-05 |  | 0 |  | 0
| 0 |  | 0 |  | 0 |  | 1.3099e-05 |  | 0 |  | 0
| 0 |  | 0 |  | 0 |  | 1.3247e-05 |  | 0 |  | 0
| 0 |  | 0 |  | 0 |  | 1.2621e-05 |  | 0 |  | 0
| 0 |  | 0 |  | 0 |  | 1.23e-05 |  | 0 |  | 0
| 0 |  | 0 |  | 0 |  | 1.2947e-05 |  | 0 |  | 0
| 0 |  | 0 |  | 0 |  | 1.3488e-05 |  | 0 |  | 0
| 0 |  | 0 |  | 0 |  | 1.2945e-05 |  | 0 |  | 0
| 0 |  | 0 |  | 0 |  | 1.2706e-05 |  | 0 |  | 0
| 0 |  | 0 |  | 0 |  | 1.2416e-05 |  | 0 |  | 0
| 0 |  | 0 |  | 0 |  | 1.3077e-05 |  | 0 |  | 0
| 0 |  | 0 |  | 0 |  | 1.354e-05 |  | 0 |  | 0
| 0 |  | 0 |  | 0 |  | 1.2232e-05 |  | 0 |  | 0
| 0 |  | 0 |  | 0 |  | 1.248e-05 |  | 0 |  | 0
| 0 |  | 0 |  | 0 |  | 1.2616e-05 |  | 0 |  | 0
| 0 |  | 0 |  | 0 |  | 1.2514e-05 |  | 0 |  | 0
| 0 |  | 0 |  | 0 |  | 1.2944e-05 |  | 0 |  | 0
| 0 |  | 0 |  | 0 |  | 1.3511e-05 |  | 0 |  | 0
| 0 |  | 0 |  | 0 |  | 1.3867e-05 |  | 0 |  | 0
| 0 |  | 0 |  | 0 |  | 1.2934e-05 |  | 0 |  | 0
| 0 |  | 0 |  | 0 |  | 1.2569e-05 |  | 0 |  | 0
| 0 |  | 0 |  | 0 |  | 1.2577e-05 |  | 0 |  | 0
| 0 |  | 0 |  | 0 |  | 1.1843e-05 |  | 0 |  | 0
| 0 |  | 0 |  | 0 |  | 1.1828e-05 |  | 0 |  | 0
| 0 |  | 0 |  | 0 |  | 1.2409e-05 |  | 0 |  | 0
| 0 |  | 0 |  | 0 |  | 1.2261e-05 |  | 0 |  | 0
| 0 |  | 0 |  | 0 |  | 1.2247e-05 |  | 0 |  | 0
| 0 |  | 0 |  | 0 |  | 1.2801e-05 |  | 0 |  | 0
| 0 |  | 0 |  | 0 |  | 1.2549e-05 |  | 0 |  | 0
| 0 |  | 0 |  | 0 |  | 1.2009e-05 |  | 0 |  | 0
| 0 |  | 0 |  | 0 |  | 1.1616e-05 |  | 0 |  | 0
| 0 |  | 0 |  | 0 |  | 1.177e-05 |  | 0 |  | 0
| 0 |  | 0 |  | 0 |  | 1.1753e-05 |  | 0 |  | 0
| 0 |  | 0 |  | 0 |  | 1.2033e-05 |  | 0 |  | 0
| 0 |  | 0 |  | 0 |  | 1.2523e-05 |  | 0 |  | 0
| 0 |  | 0 |  | 0 |  | 1.2452e-05 |  | 0 |  | 0
| 0 |  | 0 |  | 0 |  | 1.2129e-05 |  | 0 |  | 0
| 0 |  | 0 |  | 0 |  | 1.1756e-05 |  | 0 |  | 0
| 0 |  | 0 |  | 0 |  | 1.1837e-05 |  | 0 |  | 0
| 0 |  | 0 |  | 0 |  | 1.1943e-05 |  | 0 |  | 0
| 0 |  | 0 |  | 0 |  | 1.1968e-05 |  | 0 |  | 0
| 0 |  | 0 |  | 0 |  | 1.2357e-05 |  | 0 |  | 0
| 0 |  | 0 |  | 0 |  | 1.2537e-05 |  | 0 |  | 0
| 0 |  | 0 |  | 0 |  | 1.241e-05 |  | 0 |  | 0
| 0 |  | 0 |  | 0 |  | 1.15e-05 |  | 0 |  | 0
| 0 |  | 0 |  | 0 |  | 1.1416e-05 |  | 0 |  | 0
| 0 |  | 0 |  | 0 |  | 1.1817e-05 |  | 0 |  | 0
| 0 |  | 0 |  | 0 |  | 1.1154e-05 |  | 0 |  | 0
| 0 |  | 0 |  | 0 |  | 1.1197e-05 |  | 0 |  | 0
| 0 |  | 0 |  | 0 |  | 1.1454e-05 |  | 0 |  | 0
| 0 |  | 0 |  | 0 |  | 1.1628e-05 |  | 0 |  | 0
| 0 |  | 0 |  | 0 |  | 1.1724e-05 |  | 0 |  | 0
| 0 |  | 0 |  | 0 |  | 1.1549e-05 |  | 0 |  | 0
| 0 |  | 0 |  | 0 |  | 1.1057e-05 |  | 0 |  | 0
| 0 |  | 0 |  | 0 |  | 1.1625e-05 |  | 0 |  | 0
| 0 |  | 0 |  | 0 |  | 1.1587e-05 |  | 0 |  | 0
| 0 |  | 0 |  | 0 |  | 1.0861e-05 |  | 0 |  | 0
| 0 |  | 0 |  | 0 |  | 1.0726e-05 |  | 0 |  | 0
| 0 |  | 0 |  | 0 |  | 1.1069e-05 |  | 0 |  | 0
| 0 |  | 0 |  | 0 |  | 1.1442e-05 |  | 0 |  | 0
| 0 |  | 0 |  | 0 |  | 1.0979e-05 |  | 0 |  | 0
| 0 |  | 0 |  | 0 |  | 1.0878e-05 |  | 0 |  | 0
| 0 |  | 0 |  | 0 |  | 1.0851e-05 |  | 0 |  | 0
| 0 |  | 0 |  | 0 |  | 1.0631e-05 |  | 0 |  | 0
| 0 |  | 0 |  | 0 |  | 1.0757e-05 |  | 0 |  | 0
| 0 |  | 0 |  | 0 |  | 1.1563e-05 |  | 0 |  | 0
| 0 |  | 0 |  | 0 |  | 1.2448e-05 |  | 0 |  | 0
| 0 |  | 0 |  | 0 |  | 1.2023e-05 |  | 0 |  | 0
| 0 |  | 0 |  | 0 |  | 1.1361e-05 |  | 0 |  | 0
| 0 |  | 0 |  | 0 |  | 1.1431e-05 |  | 0 |  | 0
| 0 |  | 0 |  | 0 |  | 1.1289e-05 |  | 0 |  | 0
| 0 |  | 0 |  | 0 |  | 1.1192e-05 |  | 0 |  | 0
| 0 |  | 0 |  | 0 |  | 1.1217e-05 |  | 0 |  | 0
| 0 |  | 0 |  | 0 |  | 1.1316e-05 |  | 0 |  | 0
| 0 |  | 0 |  | 0 |  | 1.1719e-05 |  | 0 |  | 0
| 0 |  | 0 |  | 0 |  | 1.1642e-05 |  | 0 |  | 0
| 0 |  | 0 |  | 0 |  | 1.0738e-05 |  | 0 |  | 0
| 0 |  | 0 |  | 0 |  | 1.0541e-05 |  | 0 |  | 0
| 0 |  | 0 |  | 0 |  | 1.1083e-05 |  | 0 |  | 0
| 0 |  | 0 |  | 0 |  | 1.1366e-05 |  | 0 |  | 0
| 0 |  | 0 |  | 0 |  | 1.1621e-05 |  | 0 |  | 0
| 0 |  | 0 |  | 0 |  | 1.1686e-05 |  | 0 |  | 0
| 0 |  | 0 |  | 0 |  | 1.1506e-05 |  | 0 |  | 0
| 0 |  | 0 |  | 0 |  | 1.1208e-05 |  | 0 |  | 0
| 0 |  | 0 |  | 0 |  | 1.1415e-05 |  | 0 |  | 0
| 0 |  | 0 |  | 0 |  | 1.159e-05 |  | 0 |  | 0
| 0 |  | 0 |  | 0 |  | 1.1807e-05 |  | 0 |  | 0
| 0 |  | 0 |  | 0 |  | 1.2108e-05 |  | 0 |  | 0
| 0 |  | 0 |  | 0 |  | 1.1551e-05 |  | 0 |  | 0
| 0 |  | 0 |  | 0 |  | 1.1197e-05 |  | 0 |  | 0
| 0 |  | 0 |  | 0 |  | 1.1614e-05 |  | 0 |  | 0
| 0 |  | 0 |  | 0 |  | 1.1731e-05 |  | 0 |  | 0
| 0 |  | 0 |  | 0 |  | 1.1195e-05 |  | 0 |  | 0
| 0 |  | 0 |  | 0 |  | 1.1457e-05 |  | 0 |  | 0
| 0 |  | 0 |  | 0 |  | 1.1835e-05 |  | 0 |  | 0
| 0 |  | 0 |  | 0 |  | 1.1724e-05 |  | 0 |  | 0
| 0 |  | 0 |  | 0 |  | 1.1387e-05 |  | 0 |  | 0
| 0 |  | 0 |  | 0 |  | 1.1118e-05 |  | 0 |  | 0
| 0 |  | 0 |  | 0 |  | 1.1614e-05 |  | 0 |  | 0
| 0 |  | 0 |  | 0 |  | 1.1365e-05 |  | 0 |  | 0
| 0 |  | 0 |  | 0 |  | 1.1979e-05 |  | 0 |  | 0
| 0 |  | 0 |  | 0 |  | 1.2763e-05 |  | 0 |  | 0
| 0 |  | 0 |  | 0 |  | 1.2188e-05 |  | 0 |  | 0
| 0 |  | 0 |  | 0 |  | 1.1972e-05 |  | 0 |  | 0
| 0 |  | 0 |  | 0 |  | 1.2082e-05 |  | 0 |  | 0
| 0 |  | 0 |  | 0 |  | 1.1964e-05 |  | 0 |  | 0
| 0 |  | 0 |  | 0 |  | 1.1934e-05 |  | 0 |  | 0
| 0 |  | 0 |  | 0 |  | 1.1778e-05 |  | 0 |  | 0
| 0 |  | 0 |  | 0 |  | 1.1741e-05 |  | 0 |  | 0
| 0 |  | 0 |  | 0 |  | 1.2452e-05 |  | 0 |  | 0
| 0 |  | 0 |  | 0 |  | 1.2097e-05 |  | 0 |  | 0
| 0 |  | 0 |  | 0 |  | 1.1928e-05 |  | 0 |  | 0
| 0 |  | 0 |  | 0 |  | 1.229e-05 |  | 0 |  | 0
| 0 |  | 0 |  | 0 |  | 1.2191e-05 |  | 0 |  | 0
| 0 |  | 0 |  | 0 |  | 1.2693e-05 |  | 0 |  | 0
| 0 |  | 0 |  | 0 |  | 1.36e-05 |  | 0 |  | 0
| 0 |  | 0 |  | 0 |  | 1.3179e-05 |  | 0 |  | 0
| 0 |  | 0 |  | 0 |  | 1.2484e-05 |  | 0 |  | 0
| 0 |  | 0 |  | 0 |  | 1.1811e-05 |  | 0 |  | 0
| 0 |  | 0 |  | 0 |  | 1.1535e-05 |  | 0 |  | 0
| 0 |  | 0 |  | 0 |  | 1.1954e-05 |  | 0 |  | 0
| 0 |  | 0 |  | 0 |  | 1.2448e-05 |  | 0 |  | 0
| 0 |  | 0 |  | 0 |  | 1.3013e-05 |  | 0 |  | 0
| 0 |  | 0 |  | 0 |  | 1.2597e-05 |  | 0 |  | 0
| 0 |  | 0 |  | 0 |  | 1.3365e-05 |  | 0 |  | 0
| 0 |  | 0 |  | 0 |  | 1.3576e-05 |  | 0 |  | 0
| 0 |  | 0 |  | 0 |  | 1.3001e-05 |  | 0 |  | 0
| 0 |  | 0 |  | 0 |  | 1.3073e-05 |  | 0 |  | 0
| 0 |  | 0 |  | 0 |  | 1.3196e-05 |  | 0 |  | 0
| 0 |  | 0 |  | 0 |  | 1.322e-05 |  | 0 |  | 0
| 0 |  | 0 |  | 0 |  | 1.3551e-05 |  | 0 |  | 0
| 0 |  | 0 |  | 0 |  | 1.4076e-05 |  | 0 |  | 0
| 0 |  | 0 |  | 0 |  | 1.3436e-05 |  | 0 |  | 0
| 0 |  | 0 |  | 0 |  | 1.3175e-05 |  | 0 |  | 0
| 0 |  | 0 |  | 0 |  | 1.3433e-05 |  | 0 |  | 0
| 0 |  | 0 |  | 0 |  | 1.3875e-05 |  | 0 |  | 0
| 0 |  | 0 |  | 0 |  | 1.3375e-05 |  | 0 |  | 0
| 0 |  | 0 |  | 0 |  | 1.2967e-05 |  | 0 |  | 0
| 0 |  | 0 |  | 0 |  | 1.3093e-05 |  | 0 |  | 0
| 0 |  | 0 |  | 0 |  | 1.3115e-05 |  | 0 |  | 0
| 0 |  | 0 |  | 0 |  | 1.3331e-05 |  | 0 |  | 0
| 0 |  | 0 |  | 0 |  | 1.339e-05 |  | 0 |  | 0
| 0 |  | 0 |  | 0 |  | 1.3776e-05 |  | 0 |  | 0
| 0 |  | 0 |  | 0 |  | 1.3438e-05 |  | 0 |  | 0
| 0 |  | 0 |  | 0 |  | 1.3192e-05 |  | 0 |  | 0
| 0 |  | 0 |  | 0 |  | 1.3592e-05 |  | 0 |  | 0
| 0 |  | 0 |  | 0 |  | 1.4136e-05 |  | 0 |  | 0
| 0 |  | 0 |  | 0 |  | 1.4281e-05 |  | 0 |  | 0
| 0 |  | 0 |  | 0 |  | 1.4095e-05 |  | 0 |  | 0
| 0 |  | 0 |  | 0 |  | 1.3802e-05 |  | 0 |  | 0
| 0 |  | 0 |  | 0 |  | 1.3446e-05 |  | 0 |  | 0
| 0 |  | 0 |  | 0 |  | 1.3101e-05 |  | 0 |  | 0
| 0 |  | 0 |  | 0 |  | 1.3443e-05 |  | 0 |  | 0
| 0 |  | 0 |  | 0 |  | 1.4067e-05 |  | 0 |  | 0
| 0 |  | 0 |  | 0 |  | 1.3796e-05 |  | 0 |  | 0
| 0 |  | 0 |  | 0 |  | 1.3642e-05 |  | 0 |  | 0
| 0 |  | 0 |  | 0 |  | 1.3364e-05 |  | 0 |  | 0
| 0 |  | 0 |  | 0 |  | 1.3552e-05 |  | 0 |  | 0
| 0 |  | 0 |  | 0 |  | 1.3902e-05 |  | 0 |  | 0
| 0 |  | 0 |  | 0 |  | 1.3954e-05 |  | 0 |  | 0
| 0 |  | 0 |  | 0 |  | 1.3667e-05 |  | 0 |  | 0
| 0 |  | 0 |  | 0 |  | 1.3234e-05 |  | 0 |  | 0
| 0 |  | 0 |  | 0 |  | 1.3584e-05 |  | 0 |  | 0
| 0 |  | 0 |  | 0 |  | 1.3795e-05 |  | 0 |  | 0
| 0 |  | 0 |  | 0 |  | 1.3512e-05 |  | 0 |  | 0
| 0 |  | 0 |  | 0 |  | 1.3886e-05 |  | 0 |  | 0
| 0 |  | 0 |  | 0 |  | 1.4389e-05 |  | 0 |  | 0
| 0 |  | 0 |  | 0 |  | 1.3796e-05 |  | 0 |  | 0
| 0 |  | 0 |  | 0 |  | 1.4249e-05 |  | 0 |  | 0
| 0 |  | 0 |  | 0 |  | 1.4505e-05 |  | 0 |  | 0
| 0 |  | 0 |  | 0 |  | 1.3797e-05 |  | 0 |  | 0
| 0 |  | 0 |  | 0 |  | 1.3518e-05 |  | 0 |  | 0
| 0 |  | 0 |  | 0 |  | 1.3511e-05 |  | 0 |  | 0
| 0 |  | 0 |  | 0 |  | 1.3524e-05 |  | 0 |  | 0
| 0 |  | 0 |  | 0 |  | 1.385e-05 |  | 0 |  | 0
| 0 |  | 0 |  | 0 |  | 1.4253e-05 |  | 0 |  | 0
| 0 |  | 0 |  | 0 |  | 1.3882e-05 |  | 0 |  | 0
| 0 |  | 0 |  | 0 |  | 1.3792e-05 |  | 0 |  | 0
| 0 |  | 0 |  | 0 |  | 1.441e-05 |  | 0 |  | 0
| 0 |  | 0 |  | 0 |  | 1.4592e-05 |  | 0 |  | 0
| 0 |  | 0 |  | 0 |  | 1.4394e-05 |  | 0 |  | 0
| 0 |  | 0 |  | 0 |  | 1.4191e-05 |  | 0 |  | 0
| 0 |  | 0 |  | 0 |  | 1.3472e-05 |  | 0 |  | 0
| 0 |  | 0 |  | 0 |  | 1.3571e-05 |  | 0 |  | 0
| 0 |  | 0 |  | 0 |  | 1.3306e-05 |  | 0 |  | 0
| 0 |  | 0 |  | 0 |  | 1.3484e-05 |  | 0 |  | 0
| 0 |  | 0 |  | 0 |  | 1.3716e-05 |  | 0 |  | 0
| 0 |  | 0 |  | 0 |  | 1.3454e-05 |  | 0 |  | 0
| 0 |  | 0 |  | 0 |  | 1.4048e-05 |  | 0 |  | 0
| 0 |  | 0 |  | 0 |  | 1.4134e-05 |  | 0 |  | 0
| 0 |  | 0 |  | 0 |  | 1.3932e-05 |  | 0 |  | 0
| 0 |  | 0 |  | 0 |  | 1.3768e-05 |  | 0 |  | 0
| 0 |  | 0 |  | 0 |  | 1.3954e-05 |  | 0 |  | 0
| 0 |  | 0 |  | 0 |  | 1.374e-05 |  | 0 |  | 0
| 0 |  | 0 |  | 0 |  | 1.3062e-05 |  | 0 |  | 0
| 0 |  | 0 |  | 0 |  | 1.3073e-05 |  | 0 |  | 0
| 0 |  | 0 |  | 0 |  | 1.3533e-05 |  | 0 |  | 0
| 0 |  | 0 |  | 0 |  | 1.3902e-05 |  | 0 |  | 0
| 0 |  | 0 |  | 0 |  | 1.3785e-05 |  | 0 |  | 0
| 0 |  | 0 |  | 0 |  | 1.3405e-05 |  | 0 |  | 0
| 0 |  | 0 |  | 0 |  | 1.2998e-05 |  | 0 |  | 0
| 0 |  | 0 |  | 0 |  | 1.3055e-05 |  | 0 |  | 0
| 0 |  | 0 |  | 0 |  | 1.4055e-05 |  | 0 |  | 0
| 0 |  | 0 |  | 0 |  | 1.4075e-05 |  | 0 |  | 0
| 0 |  | 0 |  | 0 |  | 1.3105e-05 |  | 0 |  | 0
| 0 |  | 0 |  | 0 |  | 1.3254e-05 |  | 0 |  | 0
| 0 |  | 0 |  | 0 |  | 1.3953e-05 |  | 0 |  | 0
| 0 |  | 0 |  | 0 |  | 1.3869e-05 |  | 0 |  | 0
| 0 |  | 0 |  | 0 |  | 1.3963e-05 |  | 0 |  | 0
| 0 |  | 0 |  | 0 |  | 1.4239e-05 |  | 0 |  | 0
| 0 |  | 0 |  | 0 |  | 1.3921e-05 |  | 0 |  | 0
| 0 |  | 0 |  | 0 |  | 1.3932e-05 |  | 0 |  | 0
| 0 |  | 0 |  | 0 |  | 1.4027e-05 |  | 0 |  | 0
| 0 |  | 0 |  | 0 |  | 1.3321e-05 |  | 0 |  | 0
| 0 |  | 0 |  | 0 |  | 1.3549e-05 |  | 0 |  | 0
| 0 |  | 0 |  | 0 |  | 1.3713e-05 |  | 0 |  | 0
| 0 |  | 0 |  | 0 |  | 1.3311e-05 |  | 0 |  | 0
| 0 |  | 0 |  | 0 |  | 1.3576e-05 |  | 0 |  | 0
| 0 |  | 0 |  | 0 |  | 1.316e-05 |  | 0 |  | 0
| 0 |  | 0 |  | 0 |  | 1.3341e-05 |  | 0 |  | 0
| 0 |  | 0 |  | 0 |  | 1.3289e-05 |  | 0 |  | 0
| 0 |  | 0 |  | 0 |  | 1.3415e-05 |  | 0 |  | 0
| 0 |  | 0 |  | 0 |  | 1.3695e-05 |  | 0 |  | 0
| 0 |  | 0 |  | 0 |  | 1.3456e-05 |  | 0 |  | 0
| 0 |  | 0 |  | 0 |  | 1.3827e-05 |  | 0 |  | 0
| 0 |  | 0 |  | 0 |  | 1.4257e-05 |  | 0 |  | 0
| 0 |  | 0 |  | 0 |  | 1.4394e-05 |  | 0 |  | 0
| 0 |  | 0 |  | 0 |  | 1.3767e-05 |  | 0 |  | 0
| 0 |  | 0 |  | 0 |  | 1.3133e-05 |  | 0 |  | 0
| 0 |  | 0 |  | 0 |  | 1.3264e-05 |  | 0 |  | 0
| 0 |  | 0 |  | 0 |  | 1.4127e-05 |  | 0 |  | 0
| 0 |  | 0 |  | 0 |  | 1.435e-05 |  | 0 |  | 0
| 0 |  | 0 |  | 0 |  | 1.3594e-05 |  | 0 |  | 0
| 0 |  | 0 |  | 0 |  | 1.2988e-05 |  | 0 |  | 0
| 0 |  | 0 |  | 0 |  | 1.3042e-05 |  | 0 |  | 0
| 0 |  | 0 |  | 0 |  | 1.3995e-05 |  | 0 |  | 0
| 0 |  | 0 |  | 0 |  | 1.408e-05 |  | 0 |  | 0
| 0 |  | 0 |  | 0 |  | 1.3134e-05 |  | 0 |  | 0
| 0 |  | 0 |  | 0 |  | 1.299e-05 |  | 0 |  | 0
| 0 |  | 0 |  | 0 |  | 1.3677e-05 |  | 0 |  | 0
| 0 |  | 0 |  | 0 |  | 1.3658e-05 |  | 0 |  | 0
| 0 |  | 0 |  | 0 |  | 1.3391e-05 |  | 0 |  | 0
| 0 |  | 0 |  | 0 |  | 1.4127e-05 |  | 0 |  | 0
| 0 |  | 0 |  | 0 |  | 1.3865e-05 |  | 0 |  | 0
| 0 |  | 0 |  | 0 |  | 1.3246e-05 |  | 0 |  | 0
| 0 |  | 0 |  | 0 |  | 1.372e-05 |  | 0 |  | 0
| 0 |  | 0 |  | 0 |  | 1.3991e-05 |  | 0 |  | 0
| 0 |  | 0 |  | 0 |  | 1.3664e-05 |  | 0 |  | 0
| 0 |  | 0 |  | 0 |  | 1.3792e-05 |  | 0 |  | 0
| 0 |  | 0 |  | 0 |  | 1.3721e-05 |  | 0 |  | 0
| 0 |  | 0 |  | 0 |  | 1.3241e-05 |  | 0 |  | 0
| 0 |  | 0 |  | 0 |  | 1.3291e-05 |  | 0 |  | 0
| 0 |  | 0 |  | 0 |  | 1.3849e-05 |  | 0 |  | 0
| 0 |  | 0 |  | 0 |  | 1.3601e-05 |  | 0 |  | 0
| 0 |  | 0 |  | 0 |  | 1.339e-05 |  | 0 |  | 0
| 0 |  | 0 |  | 0 |  | 1.3971e-05 |  | 0 |  | 0
| 0 |  | 0 |  | 0 |  | 1.405e-05 |  | 0 |  | 0
| 0 |  | 0 |  | 0 |  | 1.3527e-05 |  | 0 |  | 0
| 0 |  | 0 |  | 0 |  | 1.3614e-05 |  | 0 |  | 0
| 0 |  | 0 |  | 0 |  | 1.3589e-05 |  | 0 |  | 0
| 0 |  | 0 |  | 0 |  | 1.335e-05 |  | 0 |  | 0
| 0 |  | 0 |  | 0 |  | 1.3433e-05 |  | 0 |  | 0
| 0 |  | 0 |  | 0 |  | 1.3254e-05 |  | 0 |  | 0
| 0 |  | 0 |  | 0 |  | 1.3355e-05 |  | 0 |  | 0
| 0 |  | 0 |  | 0 |  | 1.3164e-05 |  | 0 |  | 0
| 0 |  | 0 |  | 0 |  | 1.309e-05 |  | 0 |  | 0
| 0 |  | 0 |  | 0 |  | 1.4115e-05 |  | 0 |  | 0
| 0 |  | 0 |  | 0 |  | 1.4081e-05 |  | 0 |  | 0
| 0 |  | 0 |  | 0 |  | 1.3474e-05 |  | 0 |  | 0
| 0 |  | 0 |  | 0 |  | 1.3628e-05 |  | 0 |  | 0
| 0 |  | 0 |  | 0 |  | 1.4326e-05 |  | 0 |  | 0
| 0 |  | 0 |  | 0 |  | 1.4025e-05 |  | 0 |  | 0
| 0 |  | 0 |  | 0 |  | 1.3038e-05 |  | 0 |  | 0
| 0 |  | 0 |  | 0 |  | 1.2957e-05 |  | 0 |  | 0
| 0 |  | 0 |  | 0 |  | 1.3371e-05 |  | 0 |  | 0
| 0 |  | 0 |  | 0 |  | 1.4026e-05 |  | 0 |  | 0
| 0 |  | 0 |  | 0 |  | 1.3678e-05 |  | 0 |  | 0
| 0 |  | 0 |  | 0 |  | 1.3315e-05 |  | 0 |  | 0
| 0 |  | 0 |  | 0 |  | 1.4262e-05 |  | 0 |  | 0
| 0 |  | 0 |  | 0 |  | 1.4464e-05 |  | 0 |  | 0
| 0 |  | 0 |  | 0 |  | 1.3636e-05 |  | 0 |  | 0
| 0 |  | 0 |  | 0 |  | 1.3433e-05 |  | 0 |  | 0
| 0 |  | 0 |  | 0 |  | 1.385e-05 |  | 0 |  | 0
| 0 |  | 0 |  | 0 |  | 1.4075e-05 |  | 0 |  | 0
| 0 |  | 0 |  | 0 |  | 1.3684e-05 |  | 0 |  | 0
| 0 |  | 0 |  | 0 |  | 1.4105e-05 |  | 0 |  | 0
| 0 |  | 0 |  | 0 |  | 1.4187e-05 |  | 0 |  | 0
| 0 |  | 0 |  | 0 |  | 1.3305e-05 |  | 0 |  | 0
| 0 |  | 0 |  | 0 |  | 1.3984e-05 |  | 0 |  | 0
| 0 |  | 0 |  | 0 |  | 1.4271e-05 |  | 0 |  | 0
| 0 |  | 0 |  | 0 |  | 1.3495e-05 |  | 0 |  | 0
| 0 |  | 0 |  | 0 |  | 1.3915e-05 |  | 0 |  | 0
| 0 |  | 0 |  | 0 |  | 1.4223e-05 |  | 0 |  | 0
| 0 |  | 0 |  | 0 |  | 1.4154e-05 |  | 0 |  | 0
| 0 |  | 0 |  | 0 |  | 1.437e-05 |  | 0 |  | 0
| 0 |  | 0 |  | 0 |  | 1.4174e-05 |  | 0 |  | 0
| 0 |  | 0 |  | 0 |  | 1.3523e-05 |  | 0 |  | 0
| 0 |  | 0 |  | 0 |  | 1.3357e-05 |  | 0 |  | 0
| 0 |  | 0 |  | 0 |  | 1.3768e-05 |  | 0 |  | 0
| 0 |  | 0 |  | 0 |  | 1.4131e-05 |  | 0 |  | 0
| 0 |  | 0 |  | 0 |  | 1.4346e-05 |  | 0 |  | 0
| 0 |  | 0 |  | 0 |  | 1.4226e-05 |  | 0 |  | 0
| 0 |  | 0 |  | 0 |  | 1.3586e-05 |  | 0 |  | 0
| 0 |  | 0 |  | 0 |  | 1.288e-05 |  | 0 |  | 0
| 0 |  | 0 |  | 0 |  | 1.3208e-05 |  | 0 |  | 0
| 0 |  | 0 |  | 0 |  | 1.3835e-05 |  | 0 |  | 0
| 0 |  | 0 |  | 0 |  | 1.3507e-05 |  | 0 |  | 0
| 0 |  | 0 |  | 0 |  | 1.368e-05 |  | 0 |  | 0
| 0 |  | 0 |  | 0 |  | 1.4141e-05 |  | 0 |  | 0
| 0 |  | 0 |  | 0 |  | 1.412e-05 |  | 0 |  | 0
| 0 |  | 0 |  | 0 |  | 1.428e-05 |  | 0 |  | 0
| 0 |  | 0 |  | 0 |  | 1.3857e-05 |  | 0 |  | 0
| 0 |  | 0 |  | 0 |  | 1.3607e-05 |  | 0 |  | 0
| 0 |  | 0 |  | 0 |  | 1.3223e-05 |  | 0 |  | 0
| 0 |  | 0 |  | 0 |  | 1.3577e-05 |  | 0 |  | 0
| 0 |  | 0 |  | 0 |  | 1.412e-05 |  | 0 |  | 0
| 0 |  | 0 |  | 0 |  | 1.373e-05 |  | 0 |  | 0
| 0 |  | 0 |  | 0 |  | 1.3955e-05 |  | 0 |  | 0
| 0 |  | 0 |  | 0 |  | 1.3439e-05 |  | 0 |  | 0
| 0 |  | 0 |  | 0 |  | 1.3605e-05 |  | 0 |  | 0
| 0 |  | 0 |  | 0 |  | 1.4131e-05 |  | 0 |  | 0
| 0 |  | 0 |  | 0 |  | 1.3725e-05 |  | 0 |  | 0
| 0 |  | 0 |  | 0 |  | 1.3809e-05 |  | 0 |  | 0
| 0 |  | 0 |  | 0 |  | 1.3995e-05 |  | 0 |  | 0
| 0 |  | 0 |  | 0 |  | 1.362e-05 |  | 0 |  | 0
| 0 |  | 0 |  | 0 |  | 1.4178e-05 |  | 0 |  | 0
| 0 |  | 0 |  | 0 |  | 1.521e-05 |  | 0 |  | 0
| 0 |  | 0 |  | 0 |  | 1.4654e-05 |  | 0 |  | 0
| 0 |  | 0 |  | 0 |  | 1.3761e-05 |  | 0 |  | 0
| 0 |  | 0 |  | 0 |  | 1.4521e-05 |  | 0 |  | 0
| 0 |  | 0 |  | 0 |  | 1.4858e-05 |  | 0 |  | 0
| 0 |  | 0 |  | 0 |  | 1.5079e-05 |  | 0 |  | 0
| 0 |  | 0 |  | 0 |  | 1.5328e-05 |  | 0 |  | 0
| 0 |  | 0 |  | 0 |  | 1.4643e-05 |  | 0 |  | 0
| 0 |  | 0 |  | 0 |  | 1.382e-05 |  | 0 |  | 0
| 0 |  | 0 |  | 0 |  | 1.425e-05 |  | 0 |  | 0
| 0 |  | 0 |  | 0 |  | 1.4629e-05 |  | 0 |  | 0
| 0 |  | 0 |  | 0 |  | 1.4181e-05 |  | 0 |  | 0
| 0 |  | 0 |  | 0 |  | 1.4344e-05 |  | 0 |  | 0
| 0 |  | 0 |  | 0 |  | 1.4801e-05 |  | 0 |  | 0
| 0 |  | 0 |  | 0 |  | 1.4835e-05 |  | 0 |  | 0
| 0 |  | 0 |  | 0 |  | 1.4262e-05 |  | 0 |  | 0
| 0 |  | 0 |  | 0 |  | 1.4724e-05 |  | 0 |  | 0
| 0 |  | 0 |  | 0 |  | 1.4849e-05 |  | 0 |  | 0
| 0 |  | 0 |  | 0 |  | 1.4663e-05 |  | 0 |  | 0
| 0 |  | 0 |  | 0 |  | 1.4703e-05 |  | 0 |  | 0
| 0 |  | 0 |  | 0 |  | 1.4707e-05 |  | 0 |  | 0
| 0 |  | 0 |  | 0 |  | 1.4761e-05 |  | 0 |  | 0
| 0 |  | 0 |  | 0 |  | 1.441e-05 |  | 0 |  | 0
| 0 |  | 0 |  | 0 |  | 1.4928e-05 |  | 0 |  | 0
| 0 |  | 0 |  | 0 |  | 1.504e-05 |  | 0 |  | 0
| 0 |  | 0 |  | 0 |  | 1.393e-05 |  | 0 |  | 0
| 0 |  | 0 |  | 0 |  | 1.3916e-05 |  | 0 |  | 0
| 0 |  | 0 |  | 0 |  | 1.4608e-05 |  | 0 |  | 0
| 0 |  | 0 |  | 0 |  | 1.5172e-05 |  | 0 |  | 0
| 0 |  | 0 |  | 0 |  | 1.4688e-05 |  | 0 |  | 0
| 0 |  | 0 |  | 0 |  | 1.4785e-05 |  | 0 |  | 0
| 0 |  | 0 |  | 0 |  | 1.5481e-05 |  | 0 |  | 0
| 0 |  | 0 |  | 0 |  | 1.5109e-05 |  | 0 |  | 0
| 0 |  | 0 |  | 0 |  | 1.4447e-05 |  | 0 |  | 0
| 0 |  | 0 |  | 0 |  | 1.5035e-05 |  | 0 |  | 0
| 0 |  | 0 |  | 0 |  | 1.5441e-05 |  | 0 |  | 0
| 0 |  | 0 |  | 0 |  | 1.4851e-05 |  | 0 |  | 0
| 0 |  | 0 |  | 0 |  | 1.495e-05 |  | 0 |  | 0
| 0 |  | 0 |  | 0 |  | 1.5724e-05 |  | 0 |  | 0
| 0 |  | 0 |  | 0 |  | 1.6281e-05 |  | 0 |  | 0
| 0 |  | 0 |  | 0 |  | 1.5651e-05 |  | 0 |  | 0
| 0 |  | 0 |  | 0 |  | 1.5149e-05 |  | 0 |  | 0
| 0 |  | 0 |  | 0 |  | 1.4588e-05 |  | 0 |  | 0
| 0 |  | 0 |  | 0 |  | 1.4686e-05 |  | 0 |  | 0
| 0 |  | 0 |  | 0 |  | 1.5806e-05 |  | 0 |  | 0
| 0 |  | 0 |  | 0 |  | 1.6097e-05 |  | 0 |  | 0
| 0 |  | 0 |  | 0 |  | 1.6369e-05 |  | 0 |  | 0
| 0 |  | 0 |  | 0 |  | 1.6081e-05 |  | 0 |  | 0
| 0 |  | 0 |  | 0 |  | 1.544e-05 |  | 0 |  | 0
| 0 |  | 0 |  | 0 |  | 1.5994e-05 |  | 0 |  | 0
| 0 |  | 0 |  | 0 |  | 1.5793e-05 |  | 0 |  | 0
| 0 |  | 0 |  | 0 |  | 1.6084e-05 |  | 0 |  | 0
| 0 |  | 0 |  | 0 |  | 1.6422e-05 |  | 0 |  | 0
| 0 |  | 0 |  | 0 |  | 1.6028e-05 |  | 0 |  | 0
| 0 |  | 0 |  | 0 |  | 1.6576e-05 |  | 0 |  | 0
| 0 |  | 0 |  | 0 |  | 1.6927e-05 |  | 0 |  | 0
| 0 |  | 0 |  | 0 |  | 1.7065e-05 |  | 0 |  | 0
| 0 |  | 0 |  | 0 |  | 1.6483e-05 |  | 0 |  | 0
| 0 |  | 0 |  | 0 |  | 1.689e-05 |  | 0 |  | 0
| 0 |  | 0 |  | 0 |  | 1.7869e-05 |  | 0 |  | 0
| 0 |  | 0 |  | 0 |  | 1.7797e-05 |  | 0 |  | 0
| 0 |  | 0 |  | 0 |  | 1.7392e-05 |  | 0 |  | 0
| 0 |  | 0 |  | 0 |  | 1.7605e-05 |  | 0 |  | 0
| 0 |  | 0 |  | 0 |  | 1.7937e-05 |  | 0 |  | 0
| 0 |  | 0 |  | 0 |  | 1.8005e-05 |  | 0 |  | 0
| 0 |  | 0 |  | 0 |  | 1.842e-05 |  | 0 |  | 0
| 0 |  | 0 |  | 0 |  | 1.8019e-05 |  | 0 |  | 0
| 0 |  | 0 |  | 0 |  | 1.769e-05 |  | 0 |  | 0
| 0 |  | 0 |  | 0 |  | 1.8504e-05 |  | 0 |  | 0
| 0 |  | 0 |  | 0 |  | 1.8552e-05 |  | 0 |  | 0
| 0 |  | 0 |  | 0 |  | 1.7982e-05 |  | 0 |  | 0
| 0 |  | 0 |  | 0 |  | 1.8355e-05 |  | 0 |  | 0
| 0 |  | 0 |  | 0 |  | 1.8057e-05 |  | 0 |  | 0
| 0 |  | 0 |  | 0 |  | 1.8161e-05 |  | 0 |  | 0
| 0 |  | 0 |  | 0 |  | 1.8569e-05 |  | 0 |  | 0
| 0 |  | 0 |  | 0 |  | 1.8025e-05 |  | 0 |  | 0
| 0 |  | 0 |  | 0 |  | 1.7235e-05 |  | 0 |  | 0
| 0 |  | 0 |  | 0 |  | 1.8051e-05 |  | 0 |  | 0
| 0 |  | 0 |  | 0 |  | 1.903e-05 |  | 0 |  | 0
| 0 |  | 0 |  | 0 |  | 1.8466e-05 |  | 0 |  | 0
| 0 |  | 0 |  | 0 |  | 1.8607e-05 |  | 0 |  | 0
| 0 |  | 0 |  | 0 |  | 1.9028e-05 |  | 0 |  | 0
| 0 |  | 0 |  | 0 |  | 1.8864e-05 |  | 0 |  | 0
| 0 |  | 0 |  | 0 |  | 1.8472e-05 |  | 0 |  | 0
| 0 |  | 0 |  | 0 |  | 1.8328e-05 |  | 0 |  | 0
| 0 |  | 0 |  | 0 |  | 1.8917e-05 |  | 0 |  | 0
| 0 |  | 0 |  | 0 |  | 1.8634e-05 |  | 0 |  | 0
| 0 |  | 0 |  | 0 |  | 1.8324e-05 |  | 0 |  | 0
| 0 |  | 0 |  | 0 |  | 1.8983e-05 |  | 0 |  | 0
| 0 |  | 0 |  | 0 |  | 1.884e-05 |  | 0 |  | 0
| 0 |  | 0 |  | 0 |  | 1.8654e-05 |  | 0 |  | 0
| 0 |  | 0 |  | 0 |  | 1.8518e-05 |  | 0 |  | 0
| 0 |  | 0 |  | 0 |  | 1.8299e-05 |  | 0 |  | 0
| 0 |  | 0 |  | 0 |  | 1.854e-05 |  | 0 |  | 0
| 0 |  | 0 |  | 0 |  | 1.8365e-05 |  | 0 |  | 0
| 0 |  | 0 |  | 0 |  | 1.7616e-05 |  | 0 |  | 0
| 0 |  | 0 |  | 0 |  | 1.8316e-05 |  | 0 |  | 0
| 0 |  | 0 |  | 0 |  | 1.9019e-05 |  | 0 |  | 0
| 0 |  | 0 |  | 0 |  | 1.8846e-05 |  | 0 |  | 0
| 0 |  | 0 |  | 0 |  | 1.85e-05 |  | 0 |  | 0
| 0 |  | 0 |  | 0 |  | 1.7892e-05 |  | 0 |  | 0
| 0 |  | 0 |  | 0 |  | 1.8266e-05 |  | 0 |  | 0
| 0 |  | 0 |  | 0 |  | 1.8427e-05 |  | 0 |  | 0
| 0 |  | 0 |  | 0 |  | 1.8142e-05 |  | 0 |  | 0
| 0 |  | 0 |  | 0 |  | 1.8071e-05 |  | 0 |  | 0
| 0 |  | 0 |  | 0 |  | 1.8472e-05 |  | 0 |  | 0
| 0 |  | 0 |  | 0 |  | 1.8259e-05 |  | 0 |  | 0
| 0 |  | 0 |  | 0 |  | 1.8435e-05 |  | 0 |  | 0
| 0 |  | 0 |  | 0 |  | 1.8451e-05 |  | 0 |  | 0
| 0 |  | 0 |  | 0 |  | 1.8193e-05 |  | 0 |  | 0
| 0 |  | 0 |  | 0 |  | 1.8082e-05 |  | 0 |  | 0
| 0 |  | 0 |  | 0 |  | 1.7477e-05 |  | 0 |  | 0
| 0 |  | 0 |  | 0 |  | 1.8011e-05 |  | 0 |  | 0
| 0 |  | 0 |  | 0 |  | 1.8078e-05 |  | 0 |  | 0
| 0 |  | 0 |  | 0 |  | 1.7511e-05 |  | 0 |  | 0
| 0 |  | 0 |  | 0 |  | 1.781e-05 |  | 0 |  | 0
| 0 |  | 0 |  | 0 |  | 1.8348e-05 |  | 0 |  | 0
| 0 |  | 0 |  | 0 |  | 1.768e-05 |  | 0 |  | 0
| 0 |  | 0 |  | 0 |  | 1.7961e-05 |  | 0 |  | 0
| 0 |  | 0 |  | 0 |  | 1.9146e-05 |  | 0 |  | 0
| 0 |  | 0 |  | 0 |  | 1.8609e-05 |  | 0 |  | 0
| 0 |  | 0 |  | 0 |  | 1.8549e-05 |  | 0 |  | 0
| 0 |  | 0 |  | 0 |  | 1.8956e-05 |  | 0 |  | 0
| 0 |  | 0 |  | 0 |  | 1.9274e-05 |  | 0 |  | 0
| 0 |  | 0 |  | 0 |  | 1.9403e-05 |  | 0 |  | 0
| 0 |  | 0 |  | 0 |  | 1.9499e-05 |  | 0 |  | 0
| 0 |  | 0 |  | 0 |  | 1.9252e-05 |  | 0 |  | 0
| 0 |  | 0 |  | 0 |  | 1.8856e-05 |  | 0 |  | 0
| 0 |  | 0 |  | 0 |  | 1.9246e-05 |  | 0 |  | 0
| 0 |  | 0 |  | 0 |  | 1.9318e-05 |  | 0 |  | 0
| 0 |  | 0 |  | 0 |  | 1.9169e-05 |  | 0 |  | 0
| 0 |  | 0 |  | 0 |  | 1.9615e-05 |  | 0 |  | 0
| 0 |  | 0 |  | 0 |  | 1.9125e-05 |  | 0 |  | 0
| 0 |  | 0 |  | 0 |  | 1.8233e-05 |  | 0 |  | 0
| 0 |  | 0 |  | 0 |  | 1.913e-05 |  | 0 |  | 0
| 0 |  | 0 |  | 0 |  | 2.0561e-05 |  | 0 |  | 0
| 0 |  | 0 |  | 0 |  | 1.9984e-05 |  | 0 |  | 0
| 0 |  | 0 |  | 0 |  | 1.8742e-05 |  | 0 |  | 0
| 0 |  | 0 |  | 0 |  | 1.9643e-05 |  | 0 |  | 0
| 0 |  | 0 |  | 0 |  | 1.9772e-05 |  | 0 |  | 0
| 0 |  | 0 |  | 0 |  | 1.9814e-05 |  | 0 |  | 0
| 0 |  | 0 |  | 0 |  | 1.992e-05 |  | 0 |  | 0
| 0 |  | 0 |  | 0 |  | 1.9527e-05 |  | 0 |  | 0
| 0 |  | 0 |  | 0 |  | 2.0338e-05 |  | 0 |  | 0
| 0 |  | 0 |  | 0 |  | 1.9434e-05 |  | 0 |  | 0
| 0 |  | 0 |  | 0 |  | 1.8781e-05 |  | 0 |  | 0
| 0 |  | 0 |  | 0 |  | 1.9404e-05 |  | 0 |  | 0
| 0 |  | 0 |  | 0 |  | 1.9459e-05 |  | 0 |  | 0
| 0 |  | 0 |  | 0 |  | 1.9775e-05 |  | 0 |  | 0
| 0 |  | 0 |  | 0 |  | 1.9539e-05 |  | 0 |  | 0
| 0 |  | 0 |  | 0 |  | 1.8692e-05 |  | 0 |  | 0
| 0 |  | 0 |  | 0 |  | 1.8526e-05 |  | 0 |  | 0
| 0 |  | 0 |  | 0 |  | 1.8758e-05 |  | 0 |  | 0
| 0 |  | 0 |  | 0 |  | 1.872e-05 |  | 0 |  | 0
| 0 |  | 0 |  | 0 |  | 1.9388e-05 |  | 0 |  | 0
| 0 |  | 0 |  | 0 |  | 1.9282e-05 |  | 0 |  | 0
| 0 |  | 0 |  | 0 |  | 1.8303e-05 |  | 0 |  | 0
| 0 |  | 0 |  | 0 |  | 1.8624e-05 |  | 0 |  | 0
| 0 |  | 0 |  | 0 |  | 1.9428e-05 |  | 0 |  | 0
| 0 |  | 0 |  | 0 |  | 1.9233e-05 |  | 0 |  | 0
| 0 |  | 0 |  | 0 |  | 1.8945e-05 |  | 0 |  | 0
| 0 |  | 0 |  | 0 |  | 1.8965e-05 |  | 0 |  | 0
| 0 |  | 0 |  | 0 |  | 1.8971e-05 |  | 0 |  | 0
| 0 |  | 0 |  | 0 |  | 1.8389e-05 |  | 0 |  | 0
| 0 |  | 0 |  | 0 |  | 1.8019e-05 |  | 0 |  | 0
| 0 |  | 0 |  | 0 |  | 1.9196e-05 |  | 0 |  | 0
| 0 |  | 0 |  | 0 |  | 1.9348e-05 |  | 0 |  | 0
| 0 |  | 0 |  | 0 |  | 1.8619e-05 |  | 0 |  | 0
| 0 |  | 0 |  | 0 |  | 1.8931e-05 |  | 0 |  | 0
| 0 |  | 0 |  | 0 |  | 1.9444e-05 |  | 0 |  | 0
| 0 |  | 0 |  | 0 |  | 2.0123e-05 |  | 0 |  | 0
| 0 |  | 0 |  | 0 |  | 1.9713e-05 |  | 0 |  | 0
| 0 |  | 0 |  | 0 |  | 1.9586e-05 |  | 0 |  | 0
| 0 |  | 0 |  | 0 |  | 2.0106e-05 |  | 0 |  | 0
| 0 |  | 0 |  | 0 |  | 1.8905e-05 |  | 0 |  | 0
| 0 |  | 0 |  | 0 |  | 1.8599e-05 |  | 0 |  | 0
| 0 |  | 0 |  | 0 |  | 1.9675e-05 |  | 0 |  | 0
| 0 |  | 0 |  | 0 |  | 1.9557e-05 |  | 0 |  | 0
| 0 |  | 0 |  | 0 |  | 1.9254e-05 |  | 0 |  | 0
| 0 |  | 0 |  | 0 |  | 1.8692e-05 |  | 0 |  | 0
| 0 |  | 0 |  | 0 |  | 1.8312e-05 |  | 0 |  | 0
| 0 |  | 0 |  | 0 |  | 1.8836e-05 |  | 0 |  | 0
| 0 |  | 0 |  | 0 |  | 1.8953e-05 |  | 0 |  | 0
| 0 |  | 0 |  | 0 |  | 1.8517e-05 |  | 0 |  | 0
| 0 |  | 0 |  | 0 |  | 1.8533e-05 |  | 0 |  | 0
| 0 |  | 0 |  | 0 |  | 1.9423e-05 |  | 0 |  | 0
| 0 |  | 0 |  | 0 |  | 1.9486e-05 |  | 0 |  | 0
| 0 |  | 0 |  | 0 |  | 1.9843e-05 |  | 0 |  | 0
| 0 |  | 0 |  | 0 |  | 2.0034e-05 |  | 0 |  | 0
| 0 |  | 0 |  | 0 |  | 1.9691e-05 |  | 0 |  | 0
| 0 |  | 0 |  | 0 |  | 1.9625e-05 |  | 0 |  | 0
| 0 |  | 0 |  | 0 |  | 1.9555e-05 |  | 0 |  | 0
| 0 |  | 0 |  | 0 |  | 1.9799e-05 |  | 0 |  | 0
| 0 |  | 0 |  | 0 |  | 2.0365e-05 |  | 0 |  | 0
| 0 |  | 0 |  | 0 |  | 2.0458e-05 |  | 0 |  | 0
| 0 |  | 0 |  | 0 |  | 1.983e-05 |  | 0 |  | 0
| 0 |  | 0 |  | 0 |  | 2.0016e-05 |  | 0 |  | 0
| 0 |  | 0 |  | 0 |  | 1.9437e-05 |  | 0 |  | 0
| 0 |  | 0 |  | 0 |  | 1.9185e-05 |  | 0 |  | 0
| 0 |  | 0 |  | 0 |  | 1.9655e-05 |  | 0 |  | 0
| 0 |  | 0 |  | 0 |  | 1.9718e-05 |  | 0 |  | 0
| 0 |  | 0 |  | 0 |  | 1.9774e-05 |  | 0 |  | 0
| 0 |  | 0 |  | 0 |  | 1.9078e-05 |  | 0 |  | 0
| 0 |  | 0 |  | 0 |  | 1.8625e-05 |  | 0 |  | 0
| 0 |  | 0 |  | 0 |  | 1.9112e-05 |  | 0 |  | 0
| 0 |  | 0 |  | 0 |  | 1.9208e-05 |  | 0 |  | 0
| 0 |  | 0 |  | 0 |  | 1.8863e-05 |  | 0 |  | 0
| 0 |  | 0 |  | 0 |  | 1.9071e-05 |  | 0 |  | 0
| 0 |  | 0 |  | 0 |  | 1.9452e-05 |  | 0 |  | 0
| 0 |  | 0 |  | 0 |  | 1.9226e-05 |  | 0 |  | 0
| 0 |  | 0 |  | 0 |  | 1.846e-05 |  | 0 |  | 0
| 0 |  | 0 |  | 0 |  | 1.8598e-05 |  | 0 |  | 0
| 0 |  | 0 |  | 0 |  | 1.8732e-05 |  | 0 |  | 0
| 0 |  | 0 |  | 0 |  | 1.8189e-05 |  | 0 |  | 0
| 0 |  | 0 |  | 0 |  | 1.8473e-05 |  | 0 |  | 0
| 0 |  | 0 |  | 0 |  | 1.8907e-05 |  | 0 |  | 0
| 0 |  | 0 |  | 0 |  | 1.8786e-05 |  | 0 |  | 0
| 0 |  | 0 |  | 0 |  | 1.9364e-05 |  | 0 |  | 0
| 0 |  | 0 |  | 0 |  | 1.9727e-05 |  | 0 |  | 0
| 0 |  | 0 |  | 0 |  | 1.9061e-05 |  | 0 |  | 0
| 0 |  | 0 |  | 0 |  | 1.916e-05 |  | 0 |  | 0
| 0 |  | 0 |  | 0 |  | 1.9379e-05 |  | 0 |  | 0
| 0 |  | 0 |  | 0 |  | 1.8999e-05 |  | 0 |  | 0
| 0 |  | 0 |  | 0 |  | 1.9709e-05 |  | 0 |  | 0
| 0 |  | 0 |  | 0 |  | 2.0061e-05 |  | 0 |  | 0
| 0 |  | 0 |  | 0 |  | 1.9192e-05 |  | 0 |  | 0
| 0 |  | 0 |  | 0 |  | 1.893e-05 |  | 0 |  | 0
| 0 |  | 0 |  | 0 |  | 1.9382e-05 |  | 0 |  | 0
| 0 |  | 0 |  | 0 |  | 1.926e-05 |  | 0 |  | 0
| 0 |  | 0 |  | 0 |  | 1.9632e-05 |  | 0 |  | 0
| 0 |  | 0 |  | 0 |  | 2.0253e-05 |  | 0 |  | 0
| 0 |  | 0 |  | 0 |  | 1.9314e-05 |  | 0 |  | 0
| 0 |  | 0 |  | 0 |  | 1.9338e-05 |  | 0 |  | 0
| 0 |  | 0 |  | 0 |  | 2.0192e-05 |  | 0 |  | 0
| 0 |  | 0 |  | 0 |  | 2.0224e-05 |  | 0 |  | 0
| 0 |  | 0 |  | 0 |  | 1.989e-05 |  | 0 |  | 0
| 0 |  | 0 |  | 0 |  | 2.0207e-05 |  | 0 |  | 0
| 0 |  | 0 |  | 0 |  | 2.0221e-05 |  | 0 |  | 0
| 0 |  | 0 |  | 0 |  | 1.9879e-05 |  | 0 |  | 0
| 0 |  | 0 |  | 0 |  | 2.0187e-05 |  | 0 |  | 0
| 0 |  | 0 |  | 0 |  | 2.0168e-05 |  | 0 |  | 0
| 0 |  | 0 |  | 0 |  | 1.963e-05 |  | 0 |  | 0
| 0 |  | 0 |  | 0 |  | 1.9532e-05 |  | 0 |  | 0
| 0 |  | 0 |  | 0 |  | 1.9775e-05 |  | 0 |  | 0
| 0 |  | 0 |  | 0 |  | 2.022e-05 |  | 0 |  | 0
| 0 |  | 0 |  | 0 |  | 2.0349e-05 |  | 0 |  | 0
| 0 |  | 0 |  | 0 |  | 1.9777e-05 |  | 0 |  | 0
| 0 |  | 0 |  | 0 |  | 1.9706e-05 |  | 0 |  | 0
| 0 |  | 0 |  | 0 |  | 1.9315e-05 |  | 0 |  | 0
| 0 |  | 0 |  | 0 |  | 1.9004e-05 |  | 0 |  | 0
| 0 |  | 0 |  | 0 |  | 1.917e-05 |  | 0 |  | 0
| 0 |  | 0 |  | 0 |  | 1.9435e-05 |  | 0 |  | 0
| 0 |  | 0 |  | 0 |  | 1.9371e-05 |  | 0 |  | 0
| 0 |  | 0 |  | 0 |  | 1.9675e-05 |  | 0 |  | 0
| 0 |  | 0 |  | 0 |  | 1.9189e-05 |  | 0 |  | 0
| 0 |  | 0 |  | 0 |  | 1.8898e-05 |  | 0 |  | 0
| 0 |  | 0 |  | 0 |  | 1.9704e-05 |  | 0 |  | 0
| 0 |  | 0 |  | 0 |  | 1.9172e-05 |  | 0 |  | 0
| 0 |  | 0 |  | 0 |  | 1.8304e-05 |  | 0 |  | 0
| 0 |  | 0 |  | 0 |  | 1.778e-05 |  | 0 |  | 0
| 0 |  | 0 |  | 0 |  | 1.7623e-05 |  | 0 |  | 0
| 0 |  | 0 |  | 0 |  | 1.8351e-05 |  | 0 |  | 0
| 0 |  | 0 |  | 0 |  | 1.8996e-05 |  | 0 |  | 0
| 0 |  | 0 |  | 0 |  | 1.9187e-05 |  | 0 |  | 0
| 0 |  | 0 |  | 0 |  | 1.916e-05 |  | 0 |  | 0
| 0 |  | 0 |  | 0 |  | 1.923e-05 |  | 0 |  | 0
| 0 |  | 0 |  | 0 |  | 1.8928e-05 |  | 0 |  | 0
| 0 |  | 0 |  | 0 |  | 1.8701e-05 |  | 0 |  | 0
| 0 |  | 0 |  | 0 |  | 1.9496e-05 |  | 0 |  | 0
| 0 |  | 0 |  | 0 |  | 1.9164e-05 |  | 0 |  | 0
| 0 |  | 0 |  | 0 |  | 1.8955e-05 |  | 0 |  | 0
| 0 |  | 0 |  | 0 |  | 1.9331e-05 |  | 0 |  | 0
| 0 |  | 0 |  | 0 |  | 1.9959e-05 |  | 0 |  | 0
| 0 |  | 0 |  | 0 |  | 2.0266e-05 |  | 0 |  | 0
| 0 |  | 0 |  | 0 |  | 1.9946e-05 |  | 0 |  | 0
| 0 |  | 0 |  | 0 |  | 2.0392e-05 |  | 0 |  | 0
| 0 |  | 0 |  | 0 |  | 2.0409e-05 |  | 0 |  | 0
| 0 |  | 0 |  | 0 |  | 2.0337e-05 |  | 0 |  | 0
| 0 |  | 0 |  | 0 |  | 2.0132e-05 |  | 0 |  | 0
| 0 |  | 0 |  | 0 |  | 2.0191e-05 |  | 0 |  | 0
| 0 |  | 0 |  | 0 |  | 2.0351e-05 |  | 0 |  | 0
| 0 |  | 0 |  | 0 |  | 0.008998 |  | 0 |  | 0
| 0 |  | 0 |  | 0 |  | 0.020752 |  | 0 |  | 0
| 0 |  | 0 |  | 0 |  | 0.019989 |  | 0 |  | 0
| 0 |  | 0 |  | 0 |  | 0.01896 |  | 0 |  | 0
| 0 |  | 0 |  | 0 |  | 0.018652 |  | 0 |  | 0
| 0 |  | 0 |  | 0 |  | 0.018468 |  | 0 |  | 0
| 0 |  | 0 |  | 0 |  | 0.01853 |  | 0 |  | 0
| 0 |  | 0 |  | 0 |  | 0.018821 |  | 0 |  | 0
| 0 |  | 0 |  | 0 |  | 0.018658 |  | 0 |  | 0
| 0 |  | 0 |  | 0 |  | 0.018143 |  | 0 |  | 0
| 0 |  | 0 |  | 0 |  | 0.017801 |  | 0 |  | 0
| 0 |  | 0 |  | 0 |  | 0.017592 |  | 0 |  | 0
| 0 |  | 0 |  | 0 |  | 0.017902 |  | 0 |  | 0
| 0 |  | 0 |  | 0 |  | 0.017876 |  | 0 |  | 0
| 0 |  | 0 |  | 0 |  | 0.017697 |  | 0 |  | 0
| 0 |  | 0 |  | 0 |  | 0.017111 |  | 0 |  | 0
| 0 |  | 0 |  | 0 |  | 0.016673 |  | 0 |  | 0
| 0 |  | 0 |  | 0 |  | 0.016683 |  | 0 |  | 0
| 0 |  | 0 |  | 0 |  | 0.017195 |  | 0 |  | 0
| 0 |  | 0 |  | 0 |  | 0.016818 |  | 0 |  | 0
| 0 |  | 0 |  | 0 |  | 0.016495 |  | 0 |  | 0
| 0 |  | 0 |  | 0 |  | 0.016872 |  | 0 |  | 0
| 0 |  | 0 |  | 0 |  | 0.016675 |  | 0 |  | 0
| 0 |  | 0 |  | 0 |  | 0.016541 |  | 0 |  | 0
| 0 |  | 0 |  | 0 |  | 0.016653 |  | 0 |  | 0
| 0 |  | 0 |  | 0 |  | 0.016348 |  | 0 |  | 0
| 0 |  | 0 |  | 0 |  | 0.016 |  | 0 |  | 0
| 0 |  | 0 |  | 0 |  | 0.015869 |  | 0 |  | 0
| 0 |  | 0 |  | 0 |  | 0.015502 |  | 0 |  | 0
| 0 |  | 0 |  | 0 |  | 0.015115 |  | 0 |  | 0
| 0 |  | 0 |  | 0 |  | 0.014785 |  | 0 |  | 0
| 0 |  | 0 |  | 0 |  | 0.01464 |  | 0 |  | 0
| 0 |  | 0 |  | 0 |  | 0.014416 |  | 0 |  | 0
| 0 |  | 0 |  | 0 |  | 0.014346 |  | 0 |  | 0
| 0 |  | 0 |  | 0 |  | 0.014613 |  | 0 |  | 0
| 0 |  | 0 |  | 0 |  | 0.014453 |  | 0 |  | 0
| 0 |  | 0 |  | 0 |  | 0.014533 |  | 0 |  | 0
| 0 |  | 0 |  | 0 |  | 0.01387 |  | 0 |  | 0
| 0 |  | 0 |  | 0 |  | 0.013276 |  | 0 |  | 0
| 0 |  | 0 |  | 0 |  | 0.013294 |  | 0 |  | 0
| 0 |  | 0 |  | 0 |  | 0.013269 |  | 0 |  | 0
| 0 |  | 0 |  | 0 |  | 0.013064 |  | 0 |  | 0
| 0 |  | 0 |  | 0 |  | 0.012528 |  | 0 |  | 0
| 0 |  | 0 |  | 0 |  | 0.012464 |  | 0 |  | 0
| 0 |  | 0 |  | 0 |  | 0.012808 |  | 0 |  | 0
| 0 |  | 0 |  | 0 |  | 0.013173 |  | 0 |  | 0
| 0 |  | 0 |  | 0 |  | 0.013367 |  | 0 |  | 0
| 0 |  | 0 |  | 0 |  | 0.012884 |  | 0 |  | 0
| 0 |  | 0 |  | 0 |  | 0.01209 |  | 0 |  | 0
| 0 |  | 0 |  | 0 |  | 0.011632 |  | 0 |  | 0
| 0 |  | 0 |  | 0 |  | 0.011505 |  | 0 |  | 0
| 0 |  | 0 |  | 0 |  | 0.011668 |  | 0 |  | 0
| 0 |  | 0 |  | 0 |  | 0.011941 |  | 0 |  | 0
| 0 |  | 0 |  | 0 |  | 0.011909 |  | 0 |  | 0
| 0 |  | 0 |  | 0 |  | 0.011803 |  | 0 |  | 0
| 0 |  | 0 |  | 0 |  | 0.01147 |  | 0 |  | 0
| 0 |  | 0 |  | 0 |  | 0.011369 |  | 0 |  | 0
| 0 |  | 0 |  | 0 |  | 0.01136 |  | 0 |  | 0
| 0 |  | 0 |  | 0 |  | 0.010937 |  | 0 |  | 0
| 0 |  | 0 |  | 0 |  | 0.010946 |  | 0 |  | 0
| 0 |  | 0 |  | 0 |  | 0.011607 |  | 0 |  | 0
| 0 |  | 0 |  | 0 |  | 0.011861 |  | 0 |  | 0
| 0 |  | 0 |  | 0 |  | 0.01174 |  | 0 |  | 0
| 0 |  | 0 |  | 0 |  | 0.011392 |  | 0 |  | 0
| 0 |  | 0 |  | 0 |  | 0.011807 |  | 0 |  | 0
| 0 |  | 0 |  | 0 |  | 0.011974 |  | 0 |  | 0
| 0 |  | 0 |  | 0 |  | 0.011473 |  | 0 |  | 0
| 0 |  | 0 |  | 0 |  | 0.01168 |  | 0 |  | 0
| 0 |  | 0 |  | 0 |  | 0.01171 |  | 0 |  | 0
| 0 |  | 0 |  | 0 |  | 0.011323 |  | 0 |  | 0
| 0 |  | 0 |  | 0 |  | 0.011118 |  | 0 |  | 0
| 0 |  | 0 |  | 0 |  | 0.0113 |  | 0 |  | 0
| 0 |  | 0 |  | 0 |  | 0.011307 |  | 0 |  | 0
| 0 |  | 0 |  | 0 |  | 0.010876 |  | 0 |  | 0
| 0 |  | 0 |  | 0 |  | 0.010819 |  | 0 |  | 0
| 0 |  | 0 |  | 0 |  | 0.010914 |  | 0 |  | 0
| 0 |  | 0 |  | 0 |  | 0.011025 |  | 0 |  | 0
| 0 |  | 0 |  | 0 |  | 0.010793 |  | 0 |  | 0
| 0 |  | 0 |  | 0 |  | 0.010686 |  | 0 |  | 0
| 0 |  | 0 |  | 0 |  | 0.010486 |  | 0 |  | 0
| 0 |  | 0 |  | 0 |  | 0.010097 |  | 0 |  | 0
| 0 |  | 0 |  | 0 |  | 0.0099954 |  | 0 |  | 0
| 0 |  | 0 |  | 0 |  | 0.0095847 |  | 0 |  | 0
| 0 |  | 0 |  | 0 |  | 0.0091972 |  | 0 |  | 0
| 0 |  | 0 |  | 0 |  | 0.0092774 |  | 0 |  | 0
| 0 |  | 0 |  | 0 |  | 0.0091975 |  | 0 |  | 0
| 0 |  | 0 |  | 0 |  | 0.0092799 |  | 0 |  | 0
| 0 |  | 0 |  | 0 |  | 0.0092755 |  | 0 |  | 0
| 0 |  | 0 |  | 0 |  | 0.008964 |  | 0 |  | 0
| 0 |  | 0 |  | 0 |  | 0.0085253 |  | 0 |  | 0
| 0 |  | 0 |  | 0 |  | 0.0085094 |  | 0 |  | 0
| 0 |  | 0 |  | 0 |  | 0.008323 |  | 0 |  | 0
| 0 |  | 0 |  | 0 |  | 0.0080611 |  | 0 |  | 0
| 0 |  | 0 |  | 0 |  | 0.0079638 |  | 0 |  | 0
| 0 |  | 0 |  | 0 |  | 0.0077364 |  | 0 |  | 0
| 0 |  | 0 |  | 0 |  | 0.0075989 |  | 0 |  | 0
| 0 |  | 0 |  | 0 |  | 0.0076239 |  | 0 |  | 0
| 0 |  | 0 |  | 0 |  | 0.007583 |  | 0 |  | 0
| 0 |  | 0 |  | 0 |  | 0.0074857 |  | 0 |  | 0
| 0 |  | 0 |  | 0 |  | 0.0073587 |  | 0 |  | 0
| 0 |  | 0 |  | 0 |  | 0.007454 |  | 0 |  | 0
| 0 |  | 0 |  | 0 |  | 0.0074582 |  | 0 |  | 0
| 0 |  | 0 |  | 0 |  | 0.0070708 |  | 0 |  | 0
| 0 |  | 0 |  | 0 |  | 0.0069406 |  | 0 |  | 0
| 0 |  | 0 |  | 0 |  | 0.0071936 |  | 0 |  | 0
| 0 |  | 0 |  | 0 |  | 0.0070972 |  | 0 |  | 0
| 0 |  | 0 |  | 0 |  | 0.0070051 |  | 0 |  | 0
| 0 |  | 0 |  | 0 |  | 0.0067372 |  | 0 |  | 0
| 0 |  | 0 |  | 0 |  | 0.0065776 |  | 0 |  | 0
| 0 |  | 0 |  | 0 |  | 0.0067499 |  | 0 |  | 0
| 0 |  | 0 |  | 0 |  | 0.00695 |  | 0 |  | 0
| 0 |  | 0 |  | 0 |  | 0.0067752 |  | 0 |  | 0
| 0 |  | 0 |  | 0 |  | 0.0065178 |  | 0 |  | 0
| 0 |  | 0 |  | 0 |  | 0.0065117 |  | 0 |  | 0
| 0 |  | 0 |  | 0 |  | 0.0066035 |  | 0 |  | 0
| 0 |  | 0 |  | 0 |  | 0.0066002 |  | 0 |  | 0
| 0 |  | 0 |  | 0 |  | 0.0061775 |  | 0 |  | 0
| 0 |  | 0 |  | 0 |  | 0.0060867 |  | 0 |  | 0
| 0 |  | 0 |  | 0 |  | 0.0063172 |  | 0 |  | 0
| 0 |  | 0 |  | 0 |  | 0.0062632 |  | 0 |  | 0
| 0 |  | 0 |  | 0 |  | 0.0060357 |  | 0 |  | 0
| 0 |  | 0 |  | 0 |  | 0.0057491 |  | 0 |  | 0
| 0 |  | 0 |  | 0 |  | 0.0058647 |  | 0 |  | 0
| 0 |  | 0 |  | 0 |  | 0.0057436 |  | 0 |  | 0
| 0 |  | 0 |  | 0 |  | 0.005641 |  | 0 |  | 0
| 0 |  | 0 |  | 0 |  | 0.0056034 |  | 0 |  | 0
| 0 |  | 0 |  | 0 |  | 0.0053864 |  | 0 |  | 0
| 0 |  | 0 |  | 0 |  | 0.005436 |  | 0 |  | 0
| 0 |  | 0 |  | 0 |  | 0.0054783 |  | 0 |  | 0
| 0 |  | 0 |  | 0 |  | 0.0055268 |  | 0 |  | 0
| 0 |  | 0 |  | 0 |  | 0.0056212 |  | 0 |  | 0
| 0 |  | 0 |  | 0 |  | 0.0056485 |  | 0 |  | 0
| 0 |  | 0 |  | 0 |  | 0.0056124 |  | 0 |  | 0
| 0 |  | 0 |  | 0 |  | 0.0052668 |  | 0 |  | 0
| 0 |  | 0 |  | 0 |  | 0.0051159 |  | 0 |  | 0
| 0 |  | 0 |  | 0 |  | 0.0050522 |  | 0 |  | 0
| 0 |  | 0 |  | 0 |  | 0.0050533 |  | 0 |  | 0
| 0 |  | 0 |  | 0 |  | 0.0050766 |  | 0 |  | 0
| 0 |  | 0 |  | 0 |  | 0.0049307 |  | 0 |  | 0
| 0 |  | 0 |  | 0 |  | 0.004937 |  | 0 |  | 0
| 0 |  | 0 |  | 0 |  | 0.0049826 |  | 0 |  | 0
| 0 |  | 0 |  | 0 |  | 0.0048415 |  | 0 |  | 0
| 0 |  | 0 |  | 0 |  | 0.0046883 |  | 0 |  | 0
| 0 |  | 0 |  | 0 |  | 0.0045398 |  | 0 |  | 0
| 0 |  | 0 |  | 0 |  | 0.0044356 |  | 0 |  | 0
| 0 |  | 0 |  | 0 |  | 0.0044831 |  | 0 |  | 0
| 0 |  | 0 |  | 0 |  | 0.00448 |  | 0 |  | 0
| 0 |  | 0 |  | 0 |  | 0.0044594 |  | 0 |  | 0
| 0 |  | 0 |  | 0 |  | 0.0044986 |  | 0 |  | 0
| 0 |  | 0 |  | 0 |  | 0.0043522 |  | 0 |  | 0
| 0 |  | 0 |  | 0 |  | 0.0043273 |  | 0 |  | 0
| 0 |  | 0 |  | 0 |  | 0.0042802 |  | 0 |  | 0
| 0 |  | 0 |  | 0 |  | 0.0042732 |  | 0 |  | 0
| 0 |  | 0 |  | 0 |  | 0.0042404 |  | 0 |  | 0
| 0 |  | 0 |  | 0 |  | 0.0041615 |  | 0 |  | 0
| 0 |  | 0 |  | 0 |  | 0.0041661 |  | 0 |  | 0
| 0 |  | 0 |  | 0 |  | 0.0042209 |  | 0 |  | 0
| 0 |  | 0 |  | 0 |  | 0.00425 |  | 0 |  | 0
| 0 |  | 0 |  | 0 |  | 0.0042639 |  | 0 |  | 0
| 0 |  | 0 |  | 0 |  | 0.0042559 |  | 0 |  | 0
| 0 |  | 0 |  | 0 |  | 0.0041664 |  | 0 |  | 0
| 0 |  | 0 |  | 0 |  | 0.0041753 |  | 0 |  | 0
| 0 |  | 0 |  | 0 |  | 0.0042023 |  | 0 |  | 0
| 0 |  | 0 |  | 0 |  | 0.0041005 |  | 0 |  | 0
| 0 |  | 0 |  | 0 |  | 0.0040395 |  | 0 |  | 0
| 0 |  | 0 |  | 0 |  | 0.0040548 |  | 0 |  | 0
| 0 |  | 0 |  | 0 |  | 0.0039812 |  | 0 |  | 0
| 0 |  | 0 |  | 0 |  | 0.0039151 |  | 0 |  | 0
| 0 |  | 0 |  | 0 |  | 0.0039353 |  | 0 |  | 0
| 0 |  | 0 |  | 0 |  | 0.0040827 |  | 0 |  | 0
| 0 |  | 0 |  | 0 |  | 0.0040113 |  | 0 |  | 0
| 0 |  | 0 |  | 0 |  | 0.0037703 |  | 0 |  | 0
| 0 |  | 0 |  | 0 |  | 0.0039428 |  | 0 |  | 0
| 0 |  | 0 |  | 0 |  | 0.0039154 |  | 0 |  | 0
| 0 |  | 0 |  | 0 |  | 0.0038902 |  | 0 |  | 0
| 0 |  | 0 |  | 0 |  | 0.0040605 |  | 0 |  | 0
| 0 |  | 0 |  | 0 |  | 0.0039003 |  | 0 |  | 0
| 0 |  | 0 |  | 0 |  | 0.0037644 |  | 0 |  | 0
| 0 |  | 0 |  | 0 |  | 0.0036973 |  | 0 |  | 0
| 0 |  | 0 |  | 0 |  | 0.0037639 |  | 0 |  | 0
| 0 |  | 0 |  | 0 |  | 0.0037979 |  | 0 |  | 0
| 0 |  | 0 |  | 0 |  | 0.0035654 |  | 0 |  | 0
| 0 |  | 0 |  | 0 |  | 0.003539 |  | 0 |  | 0
| 0 |  | 0 |  | 0 |  | 0.0036017 |  | 0 |  | 0
| 0 |  | 0 |  | 0 |  | 0.0035767 |  | 0 |  | 0
| 0 |  | 0 |  | 0 |  | 0.0036148 |  | 0 |  | 0
| 0 |  | 0 |  | 0 |  | 0.0036442 |  | 0 |  | 0
| 0 |  | 0 |  | 0 |  | 0.0035762 |  | 0 |  | 0
| 0 |  | 0 |  | 0 |  | 0.0035272 |  | 0 |  | 0
| 0 |  | 0 |  | 0 |  | 0.0034916 |  | 0 |  | 0
| 0 |  | 0 |  | 0 |  | 0.003501 |  | 0 |  | 0
| 0 |  | 0 |  | 0 |  | 0.0034367 |  | 0 |  | 0
| 0 |  | 0 |  | 0 |  | 0.0033527 |  | 0 |  | 0
| 0 |  | 0 |  | 0 |  | 0.0033382 |  | 0 |  | 0
| 0 |  | 0 |  | 0 |  | 0.0033388 |  | 0 |  | 0
| 0 |  | 0 |  | 0 |  | 0.0032153 |  | 0 |  | 0
| 0 |  | 0 |  | 0 |  | 0.0032297 |  | 0 |  | 0
| 0 |  | 0 |  | 0 |  | 0.0031748 |  | 0 |  | 0
| 0 |  | 0 |  | 0 |  | 0.0031731 |  | 0 |  | 0
| 0 |  | 0 |  | 0 |  | 0.0031444 |  | 0 |  | 0
| 0 |  | 0 |  | 0 |  | 0.0029091 |  | 0 |  | 0
| 0 |  | 0 |  | 0 |  | 0.0029681 |  | 0 |  | 0
| 0 |  | 0 |  | 0 |  | 0.0030374 |  | 0 |  | 0
| 0 |  | 0 |  | 0 |  | 0.0029213 |  | 0 |  | 0
| 0 |  | 0 |  | 0 |  | 0.0028951 |  | 0 |  | 0
| 0 |  | 0 |  | 0 |  | 0.0027943 |  | 0 |  | 0
| 0 |  | 0 |  | 0 |  | 0.002779 |  | 0 |  | 0
| 0 |  | 0 |  | 0 |  | 0.0027469 |  | 0 |  | 0
| 0 |  | 0 |  | 0 |  | 0.0026516 |  | 0 |  | 0
| 0 |  | 0 |  | 0 |  | 0.002604 |  | 0 |  | 0
| 0 |  | 0 |  | 0 |  | 0.0025639 |  | 0 |  | 0
| 0 |  | 0 |  | 0 |  | 0.0025243 |  | 0 |  | 0
| 0 |  | 0 |  | 0 |  | 0.0025863 |  | 0 |  | 0
| 0 |  | 0 |  | 0 |  | 0.0026708 |  | 0 |  | 0
| 0 |  | 0 |  | 0 |  | 0.0026219 |  | 0 |  | 0
| 0 |  | 0 |  | 0 |  | 0.0025377 |  | 0 |  | 0
| 0 |  | 0 |  | 0 |  | 0.0024815 |  | 0 |  | 0
| 0 |  | 0 |  | 0 |  | 0.0024167 |  | 0 |  | 0
| 0 |  | 0 |  | 0 |  | 0.0025533 |  | 0 |  | 0
| 0 |  | 0 |  | 0 |  | 0.0026206 |  | 0 |  | 0
| 0 |  | 0 |  | 0 |  | 0.0025117 |  | 0 |  | 0
| 0 |  | 0 |  | 0 |  | 0.0024685 |  | 0 |  | 0
| 0 |  | 0 |  | 0 |  | 0.00251 |  | 0 |  | 0
| 0 |  | 0 |  | 0 |  | 0.0025264 |  | 0 |  | 0
| 0 |  | 0 |  | 0 |  | 0.0025008 |  | 0 |  | 0
| 0 |  | 0 |  | 0 |  | 0.0024666 |  | 0 |  | 0
| 0 |  | 0.0010661 |  | 0 |  | 0.0023892 |  | 0 |  | 0
| 0 |  | 0.0021323 |  | 0 |  | 0.002451 |  | 0 |  | 0
| 0 |  | 0.0021326 |  | 0 |  | 0.0024962 |  | 0 |  | 0
| 0 |  | 0.0021326 |  | 0 |  | 0.0024152 |  | 0 |  | 0
| 0 |  | 0.0021329 |  | 0 |  | 0.0023973 |  | 0 |  | 0
| 0 |  | 0.0031989 |  | 0 |  | 0.002413 |  | 0 |  | 0
| 0 |  | 0.0031998 |  | 0 |  | 0.0024414 |  | 0 |  | 0
| 0 |  | 0.0021329 |  | 0 |  | 0.0023697 |  | 0 |  | 0
| 0 |  | 0.0021332 |  | 0 |  | 0.0023037 |  | 0 |  | 0
| 0 |  | 0.0032002 |  | 0 |  | 0.0023693 |  | 0 |  | 0
| 0 |  | 0.0032002 |  | 0 |  | 0.0024034 |  | 0 |  | 0
| 0 |  | 0.0021335 |  | 0 |  | 0.0023266 |  | 0 |  | 0
| 0 |  | 0.0021338 |  | 0 |  | 0.0022384 |  | 0 |  | 0
| 0 |  | 0.0032007 |  | 0 |  | 0.0022224 |  | 0 |  | 0
| 0 |  | 0.0032007 |  | 0 |  | 0.0022202 |  | 0 |  | 0
| 0 |  | 0.0032011 |  | 0.00025973 |  | 0.0021907 |  | 0 |  | 0
| 0 |  | 0.0032011 |  | 0.001972 |  | 0.0022077 |  | 0 |  | 0
| 0 |  | 0.0021344 |  | 0.003706 |  | 0.0021686 |  | 0 |  | 0
| 0 |  | 0.0021344 |  | 0.0038362 |  | 0.0021589 |  | 0 |  | 0
| 0 |  | 0.0032021 |  | 0.0042272 |  | 0.002123 |  | 0 |  | 0
| 0 |  | 0.0042688 |  | 0.0044441 |  | 0.0020725 |  | 0 |  | 0
| 0 |  | 0.00427 |  | 0.0040751 |  | 0.00204 |  | 0 |  | 0
| 0 |  | 0.0032021 |  | 0.0037073 |  | 0.0020152 |  | 0 |  | 0
| 0 |  | 0.003203 |  | 0.0040551 |  | 0.0020115 |  | 0 |  | 0
| 0 |  | 0.00427 |  | 0.0042937 |  | 0.0020122 |  | 0 |  | 0
| 0 |  | 0.0042706 |  | 0.0037732 |  | 0.0019773 |  | 0 |  | 0
| 0 |  | 0.0042706 |  | 0.0034701 |  | 0.0019474 |  | 0 |  | 0
| 0 |  | 0.0042712 |  | 0.0038602 |  | 0.0018825 |  | 0 |  | 0
| 0 |  | 0.0042712 |  | 0.0035789 |  | 0.0017983 |  | 0 |  | 0
| 0 |  | 0.0042712 |  | 0.0029942 |  | 0.0018409 |  | 0 |  | 0
| 0 |  | 0.0042719 |  | 0.0030594 |  | 0.0019148 |  | 0 |  | 0
| 0 |  | 0.0053406 |  | 0.0030162 |  | 0.0018467 |  | 0 |  | 0
| 0 |  | 0.0064078 |  | 0.002842 |  | 0.001791 |  | 0 |  | 0
| 0 |  | 0.0064087 |  | 0.0028206 |  | 0.0017933 |  | 0 |  | 0
| 0 |  | 0.0064096 |  | 0.0031036 |  | 0.001831 |  | 0 |  | 0
| 0 |  | 0.0064096 |  | 0.0029521 |  | 0.0017862 |  | 0 |  | 0
| 0 |  | 0.0064096 |  | 0.0029739 |  | 0.0017498 |  | 0 |  | 0
| 0 |  | 0.0064105 |  | 0.0026696 |  | 0.0017725 |  | 0 |  | 0
| 0 |  | 0.0074789 |  | 0.0024519 |  | 0.0017587 |  | 0 |  | 0
| 0 |  | 0.0085474 |  | 0.003212 |  | 0.00178 |  | 0 |  | 0
| 0 |  | 0.0085486 |  | 0.0031688 |  | 0.0017418 |  | 0 |  | 0
| 0 |  | 0.0085498 |  | 0.0028872 |  | 0.0017195 |  | 0 |  | 0
| 0 |  | 0.0085486 |  | 0.002844 |  | 0.0017578 |  | 0 |  | 0
| 0 |  | 0.008551 |  | 0.0030828 |  | 0.0017337 |  | 0 |  | 0
| 0 |  | 0.0085498 |  | 0.0032358 |  | 0.0017356 |  | 0 |  | 0
| 0 |  | 0.0096199 |  | 0.0029325 |  | 0.0018245 |  | 0 |  | 0
| 0 |  | 0.010689 |  | 0.0024326 |  | 0.0018064 |  | 0 |  | 0
| 0 |  | 0.01069 |  | 0.0022149 |  | 0.0017287 |  | 0 |  | 0
| 0 |  | 0.01069 |  | 0.0027585 |  | 0.0017553 |  | 0 |  | 0
| 0 |  | 0.011761 |  | 0.0029333 |  | 0.0017193 |  | 0 |  | 0
| 0 |  | 0.012828 |  | 0.0023248 |  | 0.0016901 |  | 0 |  | 0
| 0 |  | 0.012832 |  | 0.0023467 |  | 0.0017045 |  | 0 |  | 0
| 0 |  | 0.01283 |  | 0.0026508 |  | 0.0017236 |  | 0 |  | 0
| 0 |  | 0.013903 |  | 0.002499 |  | 0.0017529 |  | 0 |  | 0
| 0 |  | 0.014971 |  | 0.0026727 |  | 0.0017312 |  | 0 |  | 0
| 0 |  | 0.016042 |  | 0.002673 |  | 0.001724 |  | 0 |  | 0
| 0 |  | 0.017112 |  | 0.0025213 |  | 0.0017903 |  | 0 |  | 0
| 0 |  | 0.017114 |  | 0.0024118 |  | 0.0017446 |  | 0 |  | 0
| 0 |  | 0.018184 |  | 0.0024553 |  | 0.0017124 |  | 0 |  | 0
| 0 |  | 0.019256 |  | 0.0023035 |  | 0.0017523 |  | 0 |  | 0
| 0 |  | 0.020323 |  | 0.0021735 |  | 0.0017403 |  | 0 |  | 0
| 0 |  | 0.021399 |  | 0.0023039 |  | 0.001682 |  | 0 |  | 0
| 0 |  | 0.022466 |  | 0.0023908 |  | 0.0017277 |  | 0 |  | 0
| 0 |  | 0.023542 |  | 0.0023477 |  | 0.0017871 |  | 0 |  | 0
| 0 |  | 0.024609 |  | 0.0020871 |  | 0.001713 |  | 0 |  | 0
| 0 |  | 0.026752 |  | 0.0022404 |  | 0.0017004 |  | 0 |  | 0
| 0 |  | 0.027823 |  | 0.0023275 |  | 0.0017229 |  | 0 |  | 0
| 0 |  | 0.028897 |  | 0.0020876 |  | 0.0017338 |  | 0 |  | 0
| 0 |  | 0.029967 |  | 0.0022833 |  | 0.0016963 |  | 0 |  | 0
| 0 |  | 0.031037 |  | 0.0026538 |  | 0.0016931 |  | 0 |  | 0
| 0 |  | 0.033183 |  | 0.0025454 |  | 0.0017747 |  | 0 |  | 0
| 0 |  | 0.035328 |  | 0.0021751 |  | 0.0017653 |  | 0 |  | 0
| 0 |  | 0.037464 |  | 0.0020231 |  | 0.0017469 |  | 0 |  | 0
| 0 |  | 0.039611 |  | 0.0020233 |  | 0.0017814 |  | 0 |  | 0
| 0 |  | 0.040687 |  | 0.0024591 |  | 0.0018021 |  | 0 |  | 0
| 0 |  | 0.041758 |  | 0.0024594 |  | 0.0018052 |  | 0 |  | 0
| 0 |  | 0.043899 |  | 0.0022845 |  | 0.001802 |  | 0 |  | 0
| 0 |  | 0.047118 |  | 0.0024151 |  | 0.0018087 |  | 0 |  | 0
| 0 |  | 0.04926 |  | 0.0025458 |  | 0.0017626 |  | 0 |  | 0
| 0 |  | 0.051401 |  | 0.0026328 |  | 0.0017413 |  | 0 |  | 0
| 0 |  | 0.053551 |  | 0.0024591 |  | 0.0017939 |  | 0 |  | 0
| 0 |  | 0.055693 |  | 0.0024375 |  | 0.0018293 |  | 0 |  | 0
| 0 |  | 0.058914 |  | 0.0024595 |  | 0.0018296 |  | 0 |  | 0
| 0 |  | 0.061057 |  | 0.0024161 |  | 0.0018445 |  | 0 |  | 0
| 0 |  | 0.06427 |  | 0.0025686 |  | 0.0018713 |  | 0 |  | 0
| 0 |  | 0.067493 |  | 0.0026785 |  | 0.0018706 |  | 0 |  | 0
| 0 |  | 0.069636 |  | 0.0023525 |  | 0.0019016 |  | 0 |  | 0
| 0 |  | 0.07286 |  | 0.0023743 |  | 0.0019543 |  | 0 |  | 0
| 0 |  | 0.076075 |  | 0.0026139 |  | 0.0019212 |  | 0 |  | 0
| 0 |  | 0.079289 |  | 0.0029186 |  | 0.0019061 |  | 0 |  | 0
| 0 |  | 0.082515 |  | 0.0031157 |  | 0.0019911 |  | 0 |  | 0
| 0 |  | 0.08573 |  | 0.0028113 |  | 0.0020157 |  | 0 |  | 0
| 0 |  | 0.090029 |  | 0.0027234 |  | 0.0019818 |  | 0 |  | 0
| 0 |  | 0.093245 |  | 0.003137 |  | 0.001986 |  | 0 |  | 0
| 0 |  | 0.09646 |  | 0.0028979 |  | 0.0020246 |  | 0 |  | 0
| 0 |  | 0.10076 |  | 0.0027674 |  | 0.0020099 |  | 0 |  | 0
| 0 |  | 0.10398 |  | 0.0030517 |  | 0.0019755 |  | 0 |  | 0
| 0.0011815 |  | 0.10721 |  | 0.0030519 |  | 0.0020359 |  | 0.00079691 |  | 0.00089556
| 0.0020008 |  | 0.1115 |  | 0.0030075 |  | 0.0021001 |  | 0.0015413 |  | 0.0017571
| 0.0018178 |  | 0.11578 |  | 0.0032907 |  | 0.0020745 |  | 0.0017258 |  | 0.0017163
| 0.0017754 |  | 0.12009 |  | 0.0034009 |  | 0.0021005 |  | 0.001716 |  | 0.0015205
| 0.0017352 |  | 0.12438 |  | 0.0033358 |  | 0.0021799 |  | 0.0016563 |  | 0.0015552
| 0.0012792 |  | 0.12869 |  | 0.0035756 |  | 0.0022305 |  | 0.0017165 |  | 0.0016799
| 0.001088 |  | 0.13298 |  | 0.0036193 |  | 0.0022756 |  | 0.0018819 |  | 0.0013876
| 0.0014133 |  | 0.13727 |  | 0.0034235 |  | 0.0022724 |  | 0.0020258 |  | 0.0013943
| 0.0015318 |  | 0.14158 |  | 0.0037518 |  | 0.002247 |  | 0.0019643 |  | 0.0018648
| 0.0018082 |  | 0.14694 |  | 0.0037518 |  | 0.0023177 |  | 0.001895 |  | 0.0018729
| 0.0017025 |  | 0.15232 |  | 0.0033807 |  | 0.0024361 |  | 0.0018512 |  | 0.0016406
| 0.0019184 |  | 0.15661 |  | 0.0034682 |  | 0.0025048 |  | 0.0015437 |  | 0.0016567
| 0.0021073 |  | 0.1609 |  | 0.0035773 |  | 0.0024897 |  | 0.0016291 |  | 0.0018768
| 0.0018923 |  | 0.16522 |  | 0.0038173 |  | 0.0025233 |  | 0.0018089 |  | 0.0019029
| 0.0021814 |  | 0.16951 |  | 0.0039264 |  | 0.0026574 |  | 0.0018474 |  | 0.0020417
| 0.0018354 |  | 0.1738 |  | 0.0039267 |  | 0.0027207 |  | 0.00183 |  | 0.0023437
| 0.0016576 |  | 0.17812 |  | 0.0039705 |  | 0.0027447 |  | 0.0017809 |  | 0.0021657
| 0.0023348 |  | 0.18244 |  | 0.0040143 |  | 0.0028524 |  | 0.0019147 |  | 0.0019358
| 0.0025083 |  | 0.1867 |  | 0.0040146 |  | 0.0029443 |  | 0.0018429 |  | 0.0017669
| 0.0024125 |  | 0.18995 |  | 0.0040586 |  | 0.002993 |  | 0.001932 |  | 0.0018
| 0.0025251 |  | 0.19319 |  | 0.0040152 |  | 0.003016 |  | 0.0018514 |  | 0.0021269
| 0.0022365 |  | 0.19749 |  | 0.0041028 |  | 0.0030729 |  | 0.0017705 |  | 0.0022758
| 0.0022012 |  | 0.20178 |  | 0.0043657 |  | 0.0032006 |  | 0.0018712 |  | 0.0022845
| 0.0020768 |  | 0.20503 |  | 0.0046057 |  | 0.0033288 |  | 0.0019785 |  | 0.0021197
| 0.0020432 |  | 0.20718 |  | 0.0047151 |  | 0.0034265 |  | 0.0022106 |  | 0.0019802
| 0.0022187 |  | 0.20825 |  | 0.0045847 |  | 0.003508 |  | 0.0022014 |  | 0.0023147
| 0.002332 |  | 0.21043 |  | 0.004344 |  | 0.0036298 |  | 0.0021026 |  | 0.0026145
| 0.0021171 |  | 0.21257 |  | 0.004825 |  | 0.0037588 |  | 0.0021591 |  | 0.0024186
| 0.0019453 |  | 0.21368 |  | 0.0051973 |  | 0.0038515 |  | 0.0023541 |  | 0.0023128
| 0.0024187 |  | 0.21368 |  | 0.0048259 |  | 0.0039729 |  | 0.0025502 |  | 0.0023295
| 0.0024786 |  | 0.2126 |  | 0.0047825 |  | 0.0039568 |  | 0.0023652 |  | 0.0024215
| 0.0027837 |  | 0.21263 |  | 0.0055037 |  | 0.0042924 |  | 0.002613 |  | 0.0027331
| 0.0025893 |  | 0.21263 |  | 0.0057878 |  | 0.0044762 |  | 0.0025879 |  | 0.0025979
| 0.0022966 |  | 0.21159 |  | 0.0057881 |  | 0.0046377 |  | 0.0023193 |  | 0.0025066
| 0.0028919 |  | 0.20944 |  | 0.0057231 |  | 0.0047301 |  | 0.0024793 |  | 0.0025359
| 0.0030073 |  | 0.20622 |  | 0.0060302 |  | 0.0048399 |  | 0.0024428 |  | 0.0027369
| 0.0023459 |  | 0.20303 |  | 0.0059429 |  | 0.0050154 |  | 0.0025547 |  | 0.002957
| 0.0024032 |  | 0.20088 |  | 0.0059219 |  | 0.0051905 |  | 0.0027807 |  | 0.0031819
| 0.0024446 |  | 0.19768 |  | 0.0062714 |  | 0.0053451 |  | 0.0026532 |  | 0.0031805
| 0.0023675 |  | 0.19339 |  | 0.0064027 |  | 0.0055329 |  | 0.0026219 |  | 0.0029661
| 0.0022836 |  | 0.18909 |  | 0.0067099 |  | 0.0057545 |  | 0.0026909 |  | 0.003018
| 0.0025541 |  | 0.18482 |  | 0.0069504 |  | 0.0059882 |  | 0.0027165 |  | 0.0033935
| 0.0027837 |  | 0.18052 |  | 0.0071256 |  | 0.0061969 |  | 0.002918 |  | 0.0038005
| 0.0027163 |  | 0.17625 |  | 0.0074098 |  | 0.0063512 |  | 0.0031615 |  | 0.0038445
| 0.0028561 |  | 0.17085 |  | 0.0075193 |  | 0.0065204 |  | 0.0030614 |  | 0.0036811
| 0.0030942 |  | 0.16552 |  | 0.0075422 |  | 0.0066982 |  | 0.0030619 |  | 0.0034653
| 0.003049 |  | 0.1612 |  | 0.0077168 |  | 0.0069017 |  | 0.0028952 |  | 0.0034668
| 0.0030709 |  | 0.15695 |  | 0.0080025 |  | 0.0071441 |  | 0.0027081 |  | 0.0037341
| 0.0029207 |  | 0.15155 |  | 0.0083101 |  | 0.0074509 |  | 0.0031173 |  | 0.003949
| 0.0032129 |  | 0.1462 |  | 0.0085944 |  | 0.0078109 |  | 0.0033904 |  | 0.0041935
| 0.0033611 |  | 0.14082 |  | 0.00877 |  | 0.0080718 |  | 0.0034989 |  | 0.0045096
| 0.0031605 |  | 0.13547 |  | 0.0089888 |  | 0.0083023 |  | 0.0037626 |  | 0.0047251
| 0.0035354 |  | 0.13009 |  | 0.0094043 |  | 0.0085808 |  | 0.0037189 |  | 0.0046557
| 0.0036729 |  | 0.12472 |  | 0.0098432 |  | 0.0088545 |  | 0.0037457 |  | 0.0047706
| 0.0036637 |  | 0.12043 |  | 0.010217 |  | 0.0091379 |  | 0.0038432 |  | 0.0051064
| 0.0034296 |  | 0.11613 |  | 0.010654 |  | 0.0094078 |  | 0.0039018 |  | 0.0052105
| 0.0031362 |  | 0.11077 |  | 0.011332 |  | 0.009707 |  | 0.0040602 |  | 0.0052219
| 0.0033114 |  | 0.10647 |  | 0.011793 |  | 0.01003 |  | 0.0041346 |  | 0.0052302
| 0.0037649 |  | 0.10324 |  | 0.011968 |  | 0.010318 |  | 0.0040902 |  | 0.0054233
| 0.0039541 |  | 0.098954 |  | 0.012363 |  | 0.010609 |  | 0.0041234 |  | 0.0055762
| 0.0038977 |  | 0.094652 |  | 0.012911 |  | 0.010936 |  | 0.0044373 |  | 0.0057219
| 0.0040306 |  | 0.091438 |  | 0.01346 |  | 0.011229 |  | 0.0046423 |  | 0.0061126
| 0.0037671 |  | 0.088211 |  | 0.01403 |  | 0.011632 |  | 0.0047012 |  | 0.006378
| 0.0039038 |  | 0.084984 |  | 0.014359 |  | 0.012077 |  | 0.0050002 |  | 0.0066534
| 0.0043446 |  | 0.082844 |  | 0.014688 |  | 0.012464 |  | 0.0050541 |  | 0.0068807
| 0.0043321 |  | 0.079616 |  | 0.01517 |  | 0.012883 |  | 0.0050283 |  | 0.0068589
| 0.0044957 |  | 0.0764 |  | 0.015784 |  | 0.013277 |  | 0.0051347 |  | 0.0072199
| 0.0046586 |  | 0.074247 |  | 0.016377 |  | 0.013715 |  | 0.0051353 |  | 0.0076371
| 0.0045903 |  | 0.072095 |  | 0.01699 |  | 0.014175 |  | 0.005531 |  | 0.0077931
| 0.004897 |  | 0.069953 |  | 0.01802 |  | 0.014711 |  | 0.0059284 |  | 0.0081888
| 0.0051679 |  | 0.067801 |  | 0.018897 |  | 0.015302 |  | 0.0057937 |  | 0.0083997
| 0.0051107 |  | 0.066725 |  | 0.019644 |  | 0.015789 |  | 0.0059689 |  | 0.0086049
| 0.0050189 |  | 0.064581 |  | 0.02028 |  | 0.016286 |  | 0.0063707 |  | 0.0090034
| 0.0050917 |  | 0.062429 |  | 0.020698 |  | 0.016892 |  | 0.0064831 |  | 0.0092963
| 0.0056854 |  | 0.061361 |  | 0.021401 |  | 0.017476 |  | 0.0066358 |  | 0.0097842
| 0.0059966 |  | 0.059208 |  | 0.022037 |  | 0.018054 |  | 0.0070204 |  | 0.010188
| 0.0060492 |  | 0.057055 |  | 0.022652 |  | 0.018749 |  | 0.0074305 |  | 0.010191
| 0.005896 |  | 0.055986 |  | 0.023661 |  | 0.01949 |  | 0.0076928 |  | 0.010627
| 0.006225 |  | 0.055986 |  | 0.024517 |  | 0.020196 |  | 0.0077148 |  | 0.011205
| 0.0066026 |  | 0.054917 |  | 0.025132 |  | 0.020962 |  | 0.0080006 |  | 0.011446
| 0.0067505 |  | 0.052764 |  | 0.025945 |  | 0.021672 |  | 0.0084245 |  | 0.011868
| 0.0069378 |  | 0.05061 |  | 0.026845 |  | 0.022402 |  | 0.0086628 |  | 0.01237
| 0.0068514 |  | 0.04954 |  | 0.027833 |  | 0.023283 |  | 0.0090611 |  | 0.012622
| 0.0067094 |  | 0.048463 |  | 0.028514 |  | 0.024134 |  | 0.0093223 |  | 0.013023
| 0.0071146 |  | 0.046316 |  | 0.028954 |  | 0.025005 |  | 0.0095691 |  | 0.013963
| 0.0073236 |  | 0.045239 |  | 0.02979 |  | 0.025828 |  | 0.010109 |  | 0.014613
| 0.0075269 |  | 0.044162 |  | 0.030714 |  | 0.026623 |  | 0.010615 |  | 0.01509
| 0.0078052 |  | 0.043091 |  | 0.031305 |  | 0.027481 |  | 0.010968 |  | 0.015791
| 0.0079302 |  | 0.042014 |  | 0.031637 |  | 0.028362 |  | 0.011231 |  | 0.016273
| 0.0084975 |  | 0.040936 |  | 0.032407 |  | 0.029332 |  | 0.011665 |  | 0.016739
| 0.0087077 |  | 0.039865 |  | 0.033746 |  | 0.030276 |  | 0.012095 |  | 0.01714
| 0.0088911 |  | 0.03771 |  | 0.034999 |  | 0.031227 |  | 0.012557 |  | 0.017705
| 0.0093417 |  | 0.036638 |  | 0.036031 |  | 0.032164 |  | 0.013034 |  | 0.018143
| 0.0098115 |  | 0.036638 |  | 0.036912 |  | 0.033076 |  | 0.01339 |  | 0.018519
| 0.009754 |  | 0.03556 |  | 0.0379 |  | 0.034086 |  | 0.013722 |  | 0.019337
| 0.0096252 |  | 0.03341 |  | 0.038956 |  | 0.035036 |  | 0.01399 |  | 0.0199
| 0.010211 |  | 0.032332 |  | 0.039924 |  | 0.036085 |  | 0.014297 |  | 0.020605
| 0.010445 |  | 0.031259 |  | 0.04109 |  | 0.037187 |  | 0.014717 |  | 0.021127
| 0.010545 |  | 0.030181 |  | 0.042452 |  | 0.038267 |  | 0.015454 |  | 0.021584
| 0.01055 |  | 0.029103 |  | 0.043726 |  | 0.03938 |  | 0.015952 |  | 0.022719
| 0.010551 |  | 0.028029 |  | 0.045069 |  | 0.040492 |  | 0.016449 |  | 0.02341
| 0.011385 |  | 0.026951 |  | 0.046522 |  | 0.041677 |  | 0.017052 |  | 0.023542
| 0.011915 |  | 0.025876 |  | 0.047597 |  | 0.042838 |  | 0.017336 |  | 0.024101
| 0.01215 |  | 0.024798 |  | 0.048591 |  | 0.044006 |  | 0.01781 |  | 0.024855
| 0.012225 |  | 0.02372 |  | 0.050128 |  | 0.045235 |  | 0.01847 |  | 0.02555
| 0.0125 |  | 0.023723 |  | 0.051339 |  | 0.046429 |  | 0.018808 |  | 0.026437
| 0.012701 |  | 0.022645 |  | 0.052529 |  | 0.047658 |  | 0.019415 |  | 0.026935
| 0.012948 |  | 0.021567 |  | 0.054353 |  | 0.04889 |  | 0.020187 |  | 0.027649
| 0.013152 |  | 0.02157 |  | 0.056466 |  | 0.050154 |  | 0.020494 |  | 0.028895
| 0.013541 |  | 0.020491 |  | 0.058752 |  | 0.051456 |  | 0.020993 |  | 0.02964
| 0.014369 |  | 0.019416 |  | 0.060621 |  | 0.052728 |  | 0.021875 |  | 0.030093
| 0.01454 |  | 0.019416 |  | 0.061878 |  | 0.054117 |  | 0.022638 |  | 0.030745
| 0.014887 |  | 0.019416 |  | 0.06333 |  | 0.055545 |  | 0.023571 |  | 0.032076
| 0.015022 |  | 0.01834 |  | 0.065203 |  | 0.057025 |  | 0.024263 |  | 0.032958
| 0.015367 |  | 0.017261 |  | 0.066941 |  | 0.058521 |  | 0.024413 |  | 0.033427
| 0.015897 |  | 0.017263 |  | 0.068507 |  | 0.060025 |  | 0.025128 |  | 0.034453
| 0.015967 |  | 0.017263 |  | 0.070399 |  | 0.061663 |  | 0.026053 |  | 0.035678
| 0.016559 |  | 0.016184 |  | 0.073107 |  | 0.06341 |  | 0.026718 |  | 0.036976
| 0.016924 |  | 0.015107 |  | 0.075615 |  | 0.065233 |  | 0.02752 |  | 0.038058
| 0.017372 |  | 0.015107 |  | 0.077244 |  | 0.067019 |  | 0.028472 |  | 0.039145
| 0.018408 |  | 0.015107 |  | 0.079052 |  | 0.06885 |  | 0.029481 |  | 0.040227
| 0.018737 |  | 0.01511 |  | 0.081192 |  | 0.070827 |  | 0.030493 |  | 0.041393
| 0.018681 |  | 0.01511 |  | 0.082729 |  | 0.072823 |  | 0.031192 |  | 0.042733
| 0.018981 |  | 0.015112 |  | 0.083576 |  | 0.074928 |  | 0.032269 |  | 0.043921
| 0.019853 |  | 0.015112 |  | 0.083576 |  | 0.077084 |  | 0.033379 |  | 0.044991
| 0.020594 |  | 0.014032 |  | 0.082927 |  | 0.079183 |  | 0.034366 |  | 0.046184
| 0.02138 |  | 0.012955 |  | 0.082532 |  | 0.081299 |  | 0.035591 |  | 0.047763
| 0.021993 |  | 0.012955 |  | 0.082584 |  | 0.083442 |  | 0.036156 |  | 0.04915
| 0.022086 |  | 0.012957 |  | 0.082789 |  | 0.085595 |  | 0.03723 |  | 0.04983
| 0.022497 |  | 0.012957 |  | 0.083562 |  | 0.087726 |  | 0.038844 |  | 0.05114
| 0.023222 |  | 0.012957 |  | 0.085588 |  | 0.089888 |  | 0.040088 |  | 0.052785
| 0.02388 |  | 0.012958 |  | 0.08797 |  | 0.092151 |  | 0.041112 |  | 0.053948
| 0.024268 |  | 0.012958 |  | 0.08969 |  | 0.094218 |  | 0.042517 |  | 0.055607
| 0.025026 |  | 0.012958 |  | 0.091347 |  | 0.096303 |  | 0.043947 |  | 0.057067
| 0.025859 |  | 0.01296 |  | 0.093133 |  | 0.098586 |  | 0.04473 |  | 0.057978
| 0.026262 |  | 0.012962 |  | 0.095274 |  | 0.10087 |  | 0.045709 |  | 0.05933
| 0.026536 |  | 0.01296 |  | 0.097742 |  | 0.10327 |  | 0.047115 |  | 0.060952
| 0.027573 |  | 0.012962 |  | 0.10052 |  | 0.10554 |  | 0.048535 |  | 0.062059
| 0.027965 |  | 0.012964 |  | 0.10275 |  | 0.10779 |  | 0.049426 |  | 0.063312
| 0.027274 |  | 0.012962 |  | 0.10423 |  | 0.11024 |  | 0.050613 |  | 0.065227
| 0.028117 |  | 0.012966 |  | 0.10599 |  | 0.11263 |  | 0.052466 |  | 0.066687
| 0.029979 |  | 0.012964 |  | 0.1079 |  | 0.11494 |  | 0.053996 |  | 0.067981
| 0.030156 |  | 0.012966 |  | 0.10981 |  | 0.11749 |  | 0.055204 |  | 0.069903
| 0.029953 |  | 0.012966 |  | 0.11227 |  | 0.12009 |  | 0.056706 |  | 0.071606
| 0.030701 |  | 0.012968 |  | 0.11493 |  | 0.12259 |  | 0.058547 |  | 0.072888
| 0.031826 |  | 0.012968 |  | 0.1167 |  | 0.12513 |  | 0.060053 |  | 0.074624
| 0.032742 |  | 0.012969 |  | 0.11799 |  | 0.12781 |  | 0.061272 |  | 0.076124
| 0.033019 |  | 0.012969 |  | 0.11956 |  | 0.13047 |  | 0.062659 |  | 0.077504
| 0.033912 |  | 0.012969 |  | 0.12111 |  | 0.13292 |  | 0.064525 |  | 0.079525
| 0.034693 |  | 0.012969 |  | 0.12182 |  | 0.13534 |  | 0.066349 |  | 0.081244
| 0.034212 |  | 0.012971 |  | 0.12251 |  | 0.13788 |  | 0.068116 |  | 0.082843
| 0.035467 |  | 0.012973 |  | 0.12347 |  | 0.14053 |  | 0.070229 |  | 0.08428
| 0.037146 |  | 0.012973 |  | 0.12266 |  | 0.14316 |  | 0.071688 |  | 0.085721
| 0.037822 |  | 0.012973 |  | 0.1218 |  | 0.1456 |  | 0.072856 |  | 0.087053
| 0.03838 |  | 0.012973 |  | 0.12263 |  | 0.14808 |  | 0.074646 |  | 0.088531
| 0.038322 |  | 0.012975 |  | 0.12422 |  | 0.15065 |  | 0.07634 |  | 0.090827
| 0.038901 |  | 0.012977 |  | 0.1263 |  | 0.15313 |  | 0.078 |  | 0.092481
| 0.039258 |  | 0.012975 |  | 0.12856 |  | 0.15562 |  | 0.080376 |  | 0.094126
| 0.040195 |  | 0.012977 |  | 0.13032 |  | 0.15812 |  | 0.082187 |  | 0.096148
| 0.041514 |  | 0.012979 |  | 0.13175 |  | 0.16074 |  | 0.083658 |  | 0.097324
| 0.041863 |  | 0.01406 |  | 0.13361 |  | 0.16346 |  | 0.085733 |  | 0.098947
| 0.042159 |  | 0.01406 |  | 0.13498 |  | 0.16595 |  | 0.08785 |  | 0.10154
| 0.042825 |  | 0.012979 |  | 0.13613 |  | 0.16847 |  | 0.089456 |  | 0.10335
| 0.043922 |  | 0.014062 |  | 0.13742 |  | 0.17109 |  | 0.091075 |  | 0.1048
| 0.044871 |  | 0.014064 |  | 0.13792 |  | 0.17366 |  | 0.093208 |  | 0.10704
| 0.045321 |  | 0.014064 |  | 0.13962 |  | 0.17625 |  | 0.095506 |  | 0.10954
| 0.046782 |  | 0.015146 |  | 0.14225 |  | 0.17879 |  | 0.097898 |  | 0.11098
| 0.047793 |  | 0.015146 |  | 0.14478 |  | 0.18115 |  | 0.099438 |  | 0.11222
| 0.04791 |  | 0.015148 |  | 0.14793 |  | 0.18352 |  | 0.10131 |  | 0.115
| 0.04899 |  | 0.015148 |  | 0.15123 |  | 0.18588 |  | 0.10378 |  | 0.11774
| 0.049459 |  | 0.01515 |  | 0.15439 |  | 0.18815 |  | 0.10573 |  | 0.11959
| 0.049882 |  | 0.01515 |  | 0.15734 |  | 0.19047 |  | 0.10755 |  | 0.12118
| 0.051314 |  | 0.015152 |  | 0.15941 |  | 0.19269 |  | 0.10958 |  | 0.12334
| 0.052162 |  | 0.01515 |  | 0.16121 |  | 0.19448 |  | 0.1122 |  | 0.12505
| 0.052551 |  | 0.015154 |  | 0.16336 |  | 0.19655 |  | 0.11472 |  | 0.127
| 0.053752 |  | 0.015152 |  | 0.16502 |  | 0.19851 |  | 0.11591 |  | 0.12965
| 0.054903 |  | 0.016237 |  | 0.16699 |  | 0.20027 |  | 0.11753 |  | 0.13199
| 0.055314 |  | 0.017319 |  | 0.16888 |  | 0.20197 |  | 0.12039 |  | 0.13481
| 0.05615 |  | 0.016239 |  | 0.17168 |  | 0.20356 |  | 0.12257 |  | 0.13693
| 0.056945 |  | 0.016239 |  | 0.17543 |  | 0.20505 |  | 0.12398 |  | 0.13875
| 0.057626 |  | 0.017324 |  | 0.17816 |  | 0.20652 |  | 0.12579 |  | 0.14102
| 0.058706 |  | 0.017324 |  | 0.18025 |  | 0.2079 |  | 0.12771 |  | 0.14332
| 0.059307 |  | 0.017324 |  | 0.18215 |  | 0.20911 |  | 0.13005 |  | 0.14584
| 0.060408 |  | 0.017324 |  | 0.18437 |  | 0.21024 |  | 0.13249 |  | 0.14807
| 0.061981 |  | 0.017327 |  | 0.18582 |  | 0.21155 |  | 0.13432 |  | 0.15084
| 0.06269 |  | 0.017329 |  | 0.1862 |  | 0.21277 |  | 0.13623 |  | 0.15349
| 0.063861 |  | 0.017329 |  | 0.18697 |  | 0.21367 |  | 0.13864 |  | 0.15628
| 0.064839 |  | 0.017329 |  | 0.18857 |  | 0.21463 |  | 0.14052 |  | 0.15899
| 0.065817 |  | 0.017329 |  | 0.19094 |  | 0.21551 |  | 0.14212 |  | 0.16102
| 0.067371 |  | 0.018415 |  | 0.19356 |  | 0.21605 |  | 0.14388 |  | 0.16438
| 0.068646 |  | 0.019498 |  | 0.19591 |  | 0.21616 |  | 0.14571 |  | 0.167
| 0.07001 |  | 0.019501 |  | 0.19855 |  | 0.2163 |  | 0.14748 |  | 0.16958
| 0.070936 |  | 0.019501 |  | 0.2009 |  | 0.21654 |  | 0.1493 |  | 0.17225
| 0.071275 |  | 0.019503 |  | 0.20153 |  | 0.21656 |  | 0.15098 |  | 0.17433
| 0.071962 |  | 0.019501 |  | 0.20311 |  | 0.21637 |  | 0.15223 |  | 0.17692
| 0.073969 |  | 0.019503 |  | 0.20533 |  | 0.216 |  | 0.15431 |  | 0.17925
| 0.075003 |  | 0.019506 |  | 0.20676 |  | 0.21579 |  | 0.15634 |  | 0.18227
| 0.075714 |  | 0.019506 |  | 0.20918 |  | 0.21533 |  | 0.15815 |  | 0.18456
| 0.077121 |  | 0.019506 |  | 0.21068 |  | 0.21479 |  | 0.16031 |  | 0.18665
| 0.078762 |  | 0.019509 |  | 0.2117 |  | 0.21426 |  | 0.16123 |  | 0.18918
| 0.080164 |  | 0.019509 |  | 0.2136 |  | 0.2135 |  | 0.16227 |  | 0.19135
| 0.081343 |  | 0.020596 |  | 0.21529 |  | 0.21254 |  | 0.1643 |  | 0.19407
| 0.082694 |  | 0.021677 |  | 0.21629 |  | 0.21141 |  | 0.16605 |  | 0.19702
| 0.083374 |  | 0.021683 |  | 0.21757 |  | 0.2104 |  | 0.16814 |  | 0.19916
| 0.084506 |  | 0.02168 |  | 0.2189 |  | 0.20914 |  | 0.16988 |  | 0.20076
| 0.08535 |  | 0.021683 |  | 0.21948 |  | 0.20772 |  | 0.17142 |  | 0.20221
| 0.086904 |  | 0.021686 |  | 0.21951 |  | 0.20596 |  | 0.17272 |  | 0.20402
| 0.088688 |  | 0.021683 |  | 0.21987 |  | 0.20406 |  | 0.17445 |  | 0.20626
| 0.089165 |  | 0.021686 |  | 0.22051 |  | 0.20227 |  | 0.17589 |  | 0.2078
| 0.089884 |  | 0.021689 |  | 0.21937 |  | 0.20054 |  | 0.17674 |  | 0.20889
| 0.0915 |  | 0.021689 |  | 0.21732 |  | 0.19878 |  | 0.17903 |  | 0.21025
| 0.092526 |  | 0.021689 |  | 0.21644 |  | 0.19678 |  | 0.1812 |  | 0.21214
| 0.093452 |  | 0.021692 |  | 0.21573 |  | 0.19452 |  | 0.18254 |  | 0.21361
| 0.095021 |  | 0.021692 |  | 0.21596 |  | 0.19228 |  | 0.18349 |  | 0.21366
| 0.095826 |  | 0.022776 |  | 0.21641 |  | 0.19009 |  | 0.18485 |  | 0.21382
| 0.096577 |  | 0.023864 |  | 0.21535 |  | 0.18782 |  | 0.18686 |  | 0.21488
| 0.097164 |  | 0.023864 |  | 0.21386 |  | 0.18532 |  | 0.18785 |  | 0.2155
| 0.09728 |  | 0.023864 |  | 0.21311 |  | 0.18288 |  | 0.18918 |  | 0.21626
| 0.098935 |  | 0.023868 |  | 0.2113 |  | 0.18043 |  | 0.1912 |  | 0.21688
| 0.10073 |  | 0.023871 |  | 0.20778 |  | 0.17779 |  | 0.19289 |  | 0.21619
| 0.1007 |  | 0.023868 |  | 0.2056 |  | 0.17501 |  | 0.19392 |  | 0.21568
| 0.10062 |  | 0.023871 |  | 0.20486 |  | 0.17249 |  | 0.19563 |  | 0.21614
| 0.10135 |  | 0.023875 |  | 0.20343 |  | 0.16991 |  | 0.19729 |  | 0.21511
| 0.10254 |  | 0.023871 |  | 0.20096 |  | 0.16698 |  | 0.19865 |  | 0.21378
| 0.10298 |  | 0.023878 |  | 0.19952 |  | 0.16424 |  | 0.20085 |  | 0.21327
| 0.10288 |  | 0.02496 |  | 0.19847 |  | 0.16134 |  | 0.20219 |  | 0.21261
| 0.10376 |  | 0.024963 |  | 0.19676 |  | 0.15856 |  | 0.20319 |  | 0.21121
| 0.10443 |  | 0.024963 |  | 0.19457 |  | 0.15576 |  | 0.20483 |  | 0.2096
| 0.10436 |  | 0.026052 |  | 0.19181 |  | 0.15287 |  | 0.2062 |  | 0.20833
| 0.10393 |  | 0.026052 |  | 0.18925 |  | 0.15006 |  | 0.20667 |  | 0.20618
| 0.10353 |  | 0.026052 |  | 0.18679 |  | 0.14708 |  | 0.20822 |  | 0.20381
| 0.10384 |  | 0.026056 |  | 0.18392 |  | 0.14417 |  | 0.20956 |  | 0.2012
| 0.10408 |  | 0.026056 |  | 0.18153 |  | 0.14132 |  | 0.21068 |  | 0.19852
| 0.10372 |  | 0.02606 |  | 0.18034 |  | 0.13839 |  | 0.21229 |  | 0.1967
| 0.10342 |  | 0.02606 |  | 0.17945 |  | 0.13551 |  | 0.21298 |  | 0.1943
| 0.10297 |  | 0.02606 |  | 0.17735 |  | 0.13266 |  | 0.21322 |  | 0.1907
| 0.10255 |  | 0.026063 |  | 0.17444 |  | 0.13007 |  | 0.21417 |  | 0.18822
| 0.10244 |  | 0.027149 |  | 0.17137 |  | 0.12741 |  | 0.21516 |  | 0.18574
| 0.10114 |  | 0.028235 |  | 0.16796 |  | 0.12451 |  | 0.21517 |  | 0.18239
| 0.099219 |  | 0.028239 |  | 0.16389 |  | 0.12174 |  | 0.21601 |  | 0.17936
| 0.098198 |  | 0.028239 |  | 0.16093 |  | 0.11908 |  | 0.2167 |  | 0.17593
| 0.097523 |  | 0.028243 |  | 0.15899 |  | 0.11648 |  | 0.21632 |  | 0.17243
| 0.096416 |  | 0.028243 |  | 0.15648 |  | 0.11389 |  | 0.2164 |  | 0.16939
| 0.095705 |  | 0.028243 |  | 0.15365 |  | 0.11128 |  | 0.21626 |  | 0.1661
| 0.094832 |  | 0.028247 |  | 0.1505 |  | 0.10885 |  | 0.21663 |  | 0.16227
| 0.093393 |  | 0.028247 |  | 0.14778 |  | 0.10653 |  | 0.21637 |  | 0.1586
| 0.091843 |  | 0.028247 |  | 0.14532 |  | 0.10414 |  | 0.21563 |  | 0.15627
| 0.09025 |  | 0.028251 |  | 0.14244 |  | 0.10176 |  | 0.21585 |  | 0.15246
| 0.088777 |  | 0.028251 |  | 0.13944 |  | 0.099451 |  | 0.21481 |  | 0.1486
| 0.087632 |  | 0.028255 |  | 0.13725 |  | 0.097195 |  | 0.21276 |  | 0.14573
| 0.086915 |  | 0.028255 |  | 0.1354 |  | 0.095012 |  | 0.2113 |  | 0.14197
| 0.084934 |  | 0.028255 |  | 0.13292 |  | 0.093055 |  | 0.21124 |  | 0.13862
| 0.083091 |  | 0.028259 |  | 0.13021 |  | 0.091054 |  | 0.21065 |  | 0.13496
| 0.081726 |  | 0.029346 |  | 0.12824 |  | 0.088964 |  | 0.20884 |  | 0.13145
| 0.080089 |  | 0.030433 |  | 0.12685 |  | 0.086986 |  | 0.20673 |  | 0.12847
| 0.078267 |  | 0.030437 |  | 0.12496 |  | 0.085087 |  | 0.20497 |  | 0.12563
| 0.076092 |  | 0.030437 |  | 0.12275 |  | 0.083247 |  | 0.20242 |  | 0.12227
| 0.074708 |  | 0.030441 |  | 0.12058 |  | 0.081474 |  | 0.2005 |  | 0.11947
| 0.073567 |  | 0.030441 |  | 0.11864 |  | 0.079762 |  | 0.19906 |  | 0.11669
| 0.072353 |  | 0.030441 |  | 0.11708 |  | 0.07801 |  | 0.19653 |  | 0.11336
| 0.070594 |  | 0.030446 |  | 0.11538 |  | 0.076348 |  | 0.19374 |  | 0.11027
| 0.069594 |  | 0.030446 |  | 0.11352 |  | 0.074817 |  | 0.19139 |  | 0.10762
| 0.068705 |  | 0.030446 |  | 0.11195 |  | 0.073429 |  | 0.18901 |  | 0.10511
| 0.066856 |  | 0.03045 |  | 0.11081 |  | 0.072043 |  | 0.18583 |  | 0.10244
| 0.06565 |  | 0.03045 |  | 0.10935 |  | 0.070629 |  | 0.18328 |  | 0.10028
| 0.064612 |  | 0.030454 |  | 0.10694 |  | 0.069338 |  | 0.1814 |  | 0.09846
| 0.063267 |  | 0.030454 |  | 0.10497 |  | 0.068066 |  | 0.17901 |  | 0.096534
| 0.06235 |  | 0.030454 |  | 0.10373 |  | 0.066886 |  | 0.17626 |  | 0.09431
| 0.06177 |  | 0.030458 |  | 0.10226 |  | 0.065743 |  | 0.17405 |  | 0.092226
| 0.061474 |  | 0.030458 |  | 0.10116 |  | 0.064677 |  | 0.17129 |  | 0.090869
| 0.060484 |  | 0.030458 |  | 0.10036 |  | 0.063574 |  | 0.16857 |  | 0.089559
| 0.058701 |  | 0.030463 |  | 0.099197 |  | 0.062449 |  | 0.16585 |  | 0.087774
| 0.057409 |  | 0.030463 |  | 0.098732 |  | 0.061404 |  | 0.16261 |  | 0.085736
| 0.056975 |  | 0.030467 |  | 0.098874 |  | 0.060333 |  | 0.15962 |  | 0.083909
| 0.056448 |  | 0.030467 |  | 0.098411 |  | 0.059382 |  | 0.15716 |  | 0.082722
| 0.055257 |  | 0.030467 |  | 0.097466 |  | 0.058488 |  | 0.15437 |  | 0.081255
| 0.054977 |  | 0.030471 |  | 0.096428 |  | 0.057501 |  | 0.15097 |  | 0.079574
| 0.054387 |  | 0.030471 |  | 0.095167 |  | 0.056504 |  | 0.14826 |  | 0.078604
| 0.053032 |  | 0.030471 |  | 0.093933 |  | 0.055596 |  | 0.14572 |  | 0.077549
| 0.052442 |  | 0.030475 |  | 0.093227 |  | 0.05465 |  | 0.1428 |  | 0.076012
| 0.051938 |  | 0.030475 |  | 0.093346 |  | 0.053657 |  | 0.13946 |  | 0.07456
| 0.051418 |  | 0.03048 |  | 0.093218 |  | 0.052736 |  | 0.13666 |  | 0.073739
| 0.051529 |  | 0.030475 |  | 0.092622 |  | 0.051903 |  | 0.13436 |  | 0.07293
| 0.051066 |  | 0.031573 |  | 0.091543 |  | 0.051094 |  | 0.13171 |  | 0.071173
| 0.049946 |  | 0.031568 |  | 0.090326 |  | 0.050296 |  | 0.12903 |  | 0.070128
| 0.04972 |  | 0.030484 |  | 0.089313 |  | 0.049551 |  | 0.12636 |  | 0.069251
| 0.049662 |  | 0.030488 |  | 0.088828 |  | 0.048473 |  | 0.1225 |  | 0.067145
| 0.048986 |  | 0.030488 |  | 0.086965 |  | 0.047183 |  | 0.11848 |  | 0.065632
| 0.048377 |  | 0.030488 |  | 0.085286 |  | 0.046364 |  | 0.11597 |  | 0.064822
| 0.048453 |  | 0.030488 |  | 0.084757 |  | 0.045556 |  | 0.11383 |  | 0.063447
| 0.048119 |  | 0.030493 |  | 0.084405 |  | 0.044778 |  | 0.1113 |  | 0.06263
| 0.046781 |  | 0.030493 |  | 0.084324 |  | 0.044014 |  | 0.10852 |  | 0.06188
| 0.046421 |  | 0.030497 |  | 0.083795 |  | 0.043261 |  | 0.10654 |  | 0.060499
| 0.046567 |  | 0.030497 |  | 0.083358 |  | 0.042518 |  | 0.10467 |  | 0.059646
| 0.046361 |  | 0.030497 |  | 0.082784 |  | 0.041781 |  | 0.10249 |  | 0.059065
| 0.045879 |  | 0.030501 |  | 0.081366 |  | 0.041052 |  | 0.10052 |  | 0.057628
| 0.045433 |  | 0.030501 |  | 0.08024 |  | 0.040321 |  | 0.098637 |  | 0.056226
| 0.044934 |  | 0.030505 |  | 0.079577 |  | 0.039596 |  | 0.096024 |  | 0.055224
| 0.044385 |  | 0.030505 |  | 0.078691 |  | 0.038918 |  | 0.093968 |  | 0.054487
| 0.044164 |  | 0.030505 |  | 0.078032 |  | 0.03821 |  | 0.092143 |  | 0.05373
| 0.04378 |  | 0.030505 |  | 0.077723 |  | 0.037495 |  | 0.090287 |  | 0.052592
| 0.043327 |  | 0.03051 |  | 0.077998 |  | 0.036857 |  | 0.088751 |  | 0.051592
| 0.04286 |  | 0.030514 |  | 0.078291 |  | 0.036208 |  | 0.086669 |  | 0.05073
| 0.042289 |  | 0.03051 |  | 0.07816 |  | 0.035608 |  | 0.085105 |  | 0.0497
| 0.041293 |  | 0.030514 |  | 0.077855 |  | 0.035135 |  | 0.083889 |  | 0.048554
| 0.0409 |  | 0.030518 |  | 0.076969 |  | 0.034557 |  | 0.082753 |  | 0.047539
| 0.040738 |  | 0.030518 |  | 0.075443 |  | 0.033883 |  | 0.081257 |  | 0.046428
| 0.039946 |  | 0.030518 |  | 0.074046 |  | 0.033275 |  | 0.07962 |  | 0.045481
| 0.039827 |  | 0.030518 |  | 0.07296 |  | 0.032792 |  | 0.078111 |  | 0.04479
| 0.039687 |  | 0.030522 |  | 0.072451 |  | 0.032327 |  | 0.076697 |  | 0.043906
| 0.039207 |  | 0.030527 |  | 0.072502 |  | 0.031863 |  | 0.075643 |  | 0.04298
| 0.038498 |  | 0.030522 |  | 0.072131 |  | 0.031466 |  | 0.074505 |  | 0.042241
| 0.03804 |  | 0.030527 |  | 0.071641 |  | 0.031095 |  | 0.07373 |  | 0.041272
| 0.037975 |  | 0.030531 |  | 0.071183 |  | 0.030687 |  | 0.072745 |  | 0.040354
| 0.037519 |  | 0.030531 |  | 0.070694 |  | 0.030341 |  | 0.071466 |  | 0.039792
| 0.036505 |  | 0.030531 |  | 0.069923 |  | 0.030029 |  | 0.070769 |  | 0.039242
| 0.03643 |  | 0.030531 |  | 0.068924 |  | 0.029672 |  | 0.070302 |  | 0.038406
| 0.036662 |  | 0.030535 |  | 0.068173 |  | 0.029382 |  | 0.069316 |  | 0.037836
| 0.036576 |  | 0.030535 |  | 0.067532 |  | 0.029073 |  | 0.068363 |  | 0.037403
| 0.036026 |  | 0.03054 |  | 0.067402 |  | 0.028767 |  | 0.067368 |  | 0.036338
| 0.035235 |  | 0.03054 |  | 0.067363 |  | 0.028513 |  | 0.066493 |  | 0.035348
| 0.034806 |  | 0.03054 |  | 0.067589 |  | 0.028268 |  | 0.06604 |  | 0.034617
| 0.034299 |  | 0.030544 |  | 0.067992 |  | 0.028015 |  | 0.065381 |  | 0.034274
| 0.034332 |  | 0.030544 |  | 0.067865 |  | 0.027771 |  | 0.064427 |  | 0.034055
| 0.034213 |  | 0.030548 |  | 0.06769 |  | 0.027623 |  | 0.063517 |  | 0.033319
| 0.033969 |  | 0.030548 |  | 0.067893 |  | 0.02749 |  | 0.063212 |  | 0.032551
| 0.033751 |  | 0.031639 |  | 0.068099 |  | 0.027227 |  | 0.062945 |  | 0.032002
| 0.033187 |  | 0.031639 |  | 0.06815 |  | 0.02702 |  | 0.061939 |  | 0.031558
| 0.033057 |  | 0.031644 |  | 0.067772 |  | 0.026914 |  | 0.061058 |  | 0.031104
| 0.032914 |  | 0.031648 |  | 0.067533 |  | 0.026794 |  | 0.06045 |  | 0.030508
| 0.032129 |  | 0.031644 |  | 0.067606 |  | 0.026622 |  | 0.059809 |  | 0.029718
| 0.031655 |  | 0.032739 |  | 0.067405 |  | 0.026489 |  | 0.059046 |  | 0.029401
| 0.03157 |  | 0.032744 |  | 0.067144 |  | 0.026418 |  | 0.058036 |  | 0.029247
| 0.031039 |  | 0.032744 |  | 0.066883 |  | 0.026272 |  | 0.057735 |  | 0.028835
| 0.030681 |  | 0.032744 |  | 0.066462 |  | 0.026129 |  | 0.057493 |  | 0.028019
| 0.030769 |  | 0.032744 |  | 0.066065 |  | 0.026033 |  | 0.056844 |  | 0.027423
| 0.030738 |  | 0.032748 |  | 0.066401 |  | 0.025907 |  | 0.055915 |  | 0.027035
| 0.030636 |  | 0.032753 |  | 0.066808 |  | 0.025782 |  | 0.055268 |  | 0.026454
| 0.030307 |  | 0.032748 |  | 0.066766 |  | 0.02563 |  | 0.05461 |  | 0.026236
| 0.029987 |  | 0.032753 |  | 0.066728 |  | 0.025535 |  | 0.05362 |  | 0.025832
| 0.029945 |  | 0.032758 |  | 0.066664 |  | 0.025494 |  | 0.053067 |  | 0.025186
| 0.029818 |  | 0.032753 |  | 0.066667 |  | 0.025408 |  | 0.052349 |  | 0.02496
| 0.0296 |  | 0.032758 |  | 0.066897 |  | 0.025352 |  | 0.051454 |  | 0.025163
| 0.029257 |  | 0.032762 |  | 0.067302 |  | 0.025219 |  | 0.050782 |  | 0.024939
| 0.028859 |  | 0.032762 |  | 0.067727 |  | 0.025094 |  | 0.05015 |  | 0.024324
| 0.029129 |  | 0.032762 |  | 0.067978 |  | 0.025068 |  | 0.049753 |  | 0.024034
| 0.02907 |  | 0.032767 |  | 0.067981 |  | 0.025027 |  | 0.049033 |  | 0.023812
| 0.028554 |  | 0.032762 |  | 0.068366 |  | 0.024984 |  | 0.047787 |  | 0.023261
| 0.028576 |  | 0.032771 |  | 0.06906 |  | 0.024969 |  | 0.047147 |  | 0.022979
| 0.028353 |  | 0.032767 |  | 0.069666 |  | 0.02495 |  | 0.046637 |  | 0.023015
| 0.028446 |  | 0.032776 |  | 0.07007 |  | 0.024971 |  | 0.045937 |  | 0.022798
| 0.028762 |  | 0.032771 |  | 0.070165 |  | 0.024925 |  | 0.045493 |  | 0.022339
| 0.028713 |  | 0.032776 |  | 0.07035 |  | 0.024931 |  | 0.04514 |  | 0.022066
| 0.028651 |  | 0.032776 |  | 0.070706 |  | 0.024952 |  | 0.044395 |  | 0.02221
| 0.028372 |  | 0.032776 |  | 0.070936 |  | 0.024941 |  | 0.043787 |  | 0.022026
| 0.028264 |  | 0.03278 |  | 0.071367 |  | 0.024979 |  | 0.043439 |  | 0.021625
| 0.028689 |  | 0.032785 |  | 0.071812 |  | 0.024974 |  | 0.042655 |  | 0.021541
| 0.028922 |  | 0.03278 |  | 0.072131 |  | 0.024986 |  | 0.041947 |  | 0.021255
| 0.028845 |  | 0.032785 |  | 0.072449 |  | 0.025003 |  | 0.041592 |  | 0.020929
| 0.028876 |  | 0.032785 |  | 0.072697 |  | 0.024965 |  | 0.041099 |  | 0.02082
| 0.02872 |  | 0.03279 |  | 0.072701 |  | 0.024952 |  | 0.040682 |  | 0.020816
| 0.028554 |  | 0.03279 |  | 0.072459 |  | 0.024954 |  | 0.039961 |  | 0.020415
| 0.028711 |  | 0.032794 |  | 0.072376 |  | 0.024955 |  | 0.039303 |  | 0.02005
| 0.028645 |  | 0.032794 |  | 0.072602 |  | 0.024935 |  | 0.039085 |  | 0.01985
| 0.028363 |  | 0.032794 |  | 0.072855 |  | 0.024943 |  | 0.038607 |  | 0.019893
| 0.028268 |  | 0.032794 |  | 0.073238 |  | 0.024953 |  | 0.038096 |  | 0.019792
| 0.02876 |  | 0.032799 |  | 0.073554 |  | 0.024997 |  | 0.03769 |  | 0.019441
| 0.028861 |  | 0.032799 |  | 0.07378 |  | 0.025044 |  | 0.037189 |  | 0.019325
| 0.028596 |  | 0.032803 |  | 0.074121 |  | 0.025103 |  | 0.036721 |  | 0.019209
| 0.028692 |  | 0.032803 |  | 0.074395 |  | 0.025277 |  | 0.036641 |  | 0.019339
| 0.028717 |  | 0.032803 |  | 0.07464 |  | 0.025466 |  | 0.036447 |  | 0.01949
| 0.029054 |  | 0.032808 |  | 0.074938 |  | 0.025674 |  | 0.03614 |  | 0.019378
| 0.029385 |  | 0.032808 |  | 0.075232 |  | 0.025963 |  | 0.035873 |  | 0.019194
| 0.029669 |  | 0.032813 |  | 0.075462 |  | 0.026213 |  | 0.035933 |  | 0.01901
| 0.030477 |  | 0.033906 |  | 0.075688 |  | 0.026475 |  | 0.036065 |  | 0.018871
| 0.030864 |  | 0.035 |  | 0.075893 |  | 0.026819 |  | 0.036121 |  | 0.019037
| 0.030779 |  | 0.035 |  | 0.0761 |  | 0.027169 |  | 0.036234 |  | 0.019393
| 0.031011 |  | 0.035005 |  | 0.076438 |  | 0.027574 |  | 0.036 |  | 0.019458
| 0.031499 |  | 0.03501 |  | 0.076803 |  | 0.027972 |  | 0.036309 |  | 0.019294
| 0.031967 |  | 0.036099 |  | 0.077094 |  | 0.028391 |  | 0.03658 |  | 0.019417
| 0.032352 |  | 0.037198 |  | 0.077056 |  | 0.028803 |  | 0.036549 |  | 0.019521
| 0.032442 |  | 0.037203 |  | 0.076885 |  | 0.029203 |  | 0.036739 |  | 0.019546
| 0.032717 |  | 0.037198 |  | 0.077178 |  | 0.029534 |  | 0.036707 |  | 0.019601
| 0.033674 |  | 0.037203 |  | 0.077717 |  | 0.029732 |  | 0.03631 |  | 0.019488
| 0.034063 |  | 0.037208 |  | 0.078033 |  | 0.029928 |  | 0.035956 |  | 0.019383
| 0.034106 |  | 0.037208 |  | 0.078085 |  | 0.030176 |  | 0.036216 |  | 0.019316
| 0.034075 |  | 0.037208 |  | 0.078044 |  | 0.030461 |  | 0.036457 |  | 0.019324
| 0.034086 |  | 0.037213 |  | 0.078162 |  | 0.030727 |  | 0.03603 |  | 0.019263
| 0.034228 |  | 0.037208 |  | 0.078277 |  | 0.030933 |  | 0.035528 |  | 0.019052
| 0.034459 |  | 0.037219 |  | 0.078303 |  | 0.031067 |  | 0.035505 |  | 0.019046
| 0.034636 |  | 0.037213 |  | 0.07844 |  | 0.031146 |  | 0.03549 |  | 0.019196
| 0.034631 |  | 0.037219 |  | 0.078648 |  | 0.031265 |  | 0.035395 |  | 0.019297
| 0.034544 |  | 0.037224 |  | 0.078674 |  | 0.031352 |  | 0.035027 |  | 0.018903
| 0.034216 |  | 0.037224 |  | 0.078749 |  | 0.031514 |  | 0.034572 |  | 0.018579
| 0.034716 |  | 0.037224 |  | 0.078955 |  | 0.031753 |  | 0.034854 |  | 0.018595
| 0.034645 |  | 0.037224 |  | 0.079003 |  | 0.031901 |  | 0.034816 |  | 0.018876
| 0.034235 |  | 0.037229 |  | 0.079074 |  | 0.032007 |  | 0.034493 |  | 0.018785
| 0.034635 |  | 0.037229 |  | 0.079572 |  | 0.032088 |  | 0.034273 |  | 0.0184
| 0.034879 |  | 0.037234 |  | 0.080272 |  | 0.032226 |  | 0.034299 |  | 0.018581
| 0.035188 |  | 0.037234 |  | 0.08101 |  | 0.032372 |  | 0.034141 |  | 0.018663
| 0.034898 |  | 0.037234 |  | 0.081867 |  | 0.03242 |  | 0.03382 |  | 0.01863
| 0.03471 |  | 0.037239 |  | 0.083011 |  | 0.032539 |  | 0.033746 |  | 0.018472
| 0.035 |  | 0.037239 |  | 0.084495 |  | 0.032644 |  | 0.033235 |  | 0.018169
| 0.034957 |  | 0.037239 |  | 0.085728 |  | 0.032665 |  | 0.032885 |  | 0.018012
| 0.034458 |  | 0.037245 |  | 0.086716 |  | 0.032682 |  | 0.032658 |  | 0.017807
| 0.034278 |  | 0.036149 |  | 0.087888 |  | 0.032704 |  | 0.032591 |  | 0.017637
| 0.034821 |  | 0.035054 |  | 0.089077 |  | 0.032756 |  | 0.032412 |  | 0.017562
| 0.034558 |  | 0.035059 |  | 0.090512 |  | 0.032769 |  | 0.032142 |  | 0.017428
| 0.034174 |  | 0.035059 |  | 0.09206 |  | 0.032754 |  | 0.032063 |  | 0.017319
| 0.034295 |  | 0.035063 |  | 0.093479 |  | 0.032799 |  | 0.031661 |  | 0.017175
| 0.033834 |  | 0.035063 |  | 0.094471 |  | 0.032824 |  | 0.031253 |  | 0.017132
| 0.033647 |  | 0.035063 |  | 0.095097 |  | 0.032799 |  | 0.030879 |  | 0.017039
| 0.034126 |  | 0.035068 |  | 0.096046 |  | 0.032847 |  | 0.0307 |  | 0.017075
| 0.03443 |  | 0.035068 |  | 0.09699 |  | 0.03305 |  | 0.030735 |  | 0.017119
| 0.034203 |  | 0.035068 |  | 0.097469 |  | 0.033298 |  | 0.030693 |  | 0.016955
| 0.034353 |  | 0.035073 |  | 0.097451 |  | 0.033535 |  | 0.030969 |  | 0.01707
| 0.034602 |  | 0.035073 |  | 0.097679 |  | 0.03388 |  | 0.031262 |  | 0.017317
| 0.034748 |  | 0.035078 |  | 0.098718 |  | 0.034325 |  | 0.031407 |  | 0.017604
| 0.035462 |  | 0.035073 |  | 0.099752 |  | 0.034819 |  | 0.031459 |  | 0.017812
| 0.03638 |  | 0.035083 |  | 0.10038 |  | 0.03542 |  | 0.03167 |  | 0.017948
| 0.036544 |  | 0.035078 |  | 0.10063 |  | 0.036019 |  | 0.031993 |  | 0.018335
| 0.036301 |  | 0.035083 |  | 0.1004 |  | 0.036707 |  | 0.032421 |  | 0.018723
| 0.037412 |  | 0.036179 |  | 0.099931 |  | 0.037507 |  | 0.033064 |  | 0.019039
| 0.039041 |  | 0.037281 |  | 0.09994 |  | 0.038311 |  | 0.033437 |  | 0.019502
| 0.039822 |  | 0.037281 |  | 0.10041 |  | 0.039087 |  | 0.033894 |  | 0.019866
| 0.040454 |  | 0.037281 |  | 0.10109 |  | 0.039913 |  | 0.034554 |  | 0.020317
| 0.041099 |  | 0.038383 |  | 0.10186 |  | 0.040748 |  | 0.035243 |  | 0.020791
| 0.041539 |  | 0.039479 |  | 0.10256 |  | 0.041552 |  | 0.035867 |  | 0.020952
| 0.042257 |  | 0.039479 |  | 0.10338 |  | 0.042355 |  | 0.036516 |  | 0.021226
| 0.043087 |  | 0.039485 |  | 0.10434 |  | 0.043115 |  | 0.037011 |  | 0.021735
| 0.043366 |  | 0.039485 |  | 0.10556 |  | 0.04388 |  | 0.037434 |  | 0.022275
| 0.044148 |  | 0.03949 |  | 0.10635 |  | 0.044579 |  | 0.037759 |  | 0.023004
| 0.045509 |  | 0.040587 |  | 0.10662 |  | 0.045172 |  | 0.03813 |  | 0.023462
| 0.046087 |  | 0.041684 |  | 0.10705 |  | 0.045767 |  | 0.038426 |  | 0.023771
| 0.046567 |  | 0.041684 |  | 0.10785 |  | 0.046326 |  | 0.038356 |  | 0.024238
| 0.046986 |  | 0.04169 |  | 0.10908 |  | 0.046831 |  | 0.038972 |  | 0.024464
| 0.047319 |  | 0.041696 |  | 0.11032 |  | 0.047342 |  | 0.03985 |  | 0.024643
| 0.047675 |  | 0.04169 |  | 0.11123 |  | 0.047874 |  | 0.04004 |  | 0.02505
| 0.047718 |  | 0.041696 |  | 0.11148 |  | 0.048392 |  | 0.040066 |  | 0.025483
| 0.04842 |  | 0.041702 |  | 0.1114 |  | 0.04892 |  | 0.040719 |  | 0.025913
| 0.049477 |  | 0.041702 |  | 0.11176 |  | 0.049413 |  | 0.041209 |  | 0.026369
| 0.049892 |  | 0.041702 |  | 0.11273 |  | 0.049877 |  | 0.041072 |  | 0.026654
| 0.050284 |  | 0.041702 |  | 0.11347 |  | 0.050362 |  | 0.041435 |  | 0.02697
| 0.050433 |  | 0.041707 |  | 0.11348 |  | 0.050879 |  | 0.041888 |  | 0.027214
| 0.050677 |  | 0.041707 |  | 0.11316 |  | 0.051331 |  | 0.042146 |  | 0.027546
| 0.051138 |  | 0.041713 |  | 0.11356 |  | 0.051772 |  | 0.042503 |  | 0.028346
| 0.051694 |  | 0.041713 |  | 0.11409 |  | 0.052217 |  | 0.04288 |  | 0.028616
| 0.052327 |  | 0.041713 |  | 0.11448 |  | 0.052614 |  | 0.043385 |  | 0.028763
| 0.052873 |  | 0.041713 |  | 0.11535 |  | 0.053068 |  | 0.043448 |  | 0.029408
| 0.05333 |  | 0.041719 |  | 0.11633 |  | 0.053536 |  | 0.043487 |  | 0.029909
| 0.053886 |  | 0.041725 |  | 0.11725 |  | 0.053965 |  | 0.044049 |  | 0.030273
| 0.054025 |  | 0.041719 |  | 0.11818 |  | 0.054383 |  | 0.044713 |  | 0.030601
| 0.054305 |  | 0.041725 |  | 0.11873 |  | 0.05482 |  | 0.045375 |  | 0.030957
| 0.055012 |  | 0.041731 |  | 0.11878 |  | 0.055287 |  | 0.045539 |  | 0.031269
| 0.05542 |  | 0.041731 |  | 0.1186 |  | 0.055826 |  | 0.045557 |  | 0.031718
| 0.055602 |  | 0.041731 |  | 0.11899 |  | 0.056355 |  | 0.046275 |  | 0.032247
| 0.055749 |  | 0.041731 |  | 0.1197 |  | 0.056811 |  | 0.046656 |  | 0.03238
| 0.056793 |  | 0.041736 |  | 0.12009 |  | 0.057365 |  | 0.046822 |  | 0.032864
| 0.057417 |  | 0.041736 |  | 0.1207 |  | 0.057939 |  | 0.047328 |  | 0.033631
| 0.058011 |  | 0.041742 |  | 0.12259 |  | 0.058456 |  | 0.047746 |  | 0.034099
| 0.059032 |  | 0.042841 |  | 0.12435 |  | 0.058965 |  | 0.048221 |  | 0.034847
| 0.059572 |  | 0.043939 |  | 0.12532 |  | 0.059563 |  | 0.048742 |  | 0.035246
| 0.05966 |  | 0.043945 |  | 0.12607 |  | 0.060187 |  | 0.049142 |  | 0.03543
| 0.059958 |  | 0.043945 |  | 0.12641 |  | 0.060814 |  | 0.049823 |  | 0.036165
| 0.060723 |  | 0.043945 |  | 0.12709 |  | 0.061482 |  | 0.050416 |  | 0.036703
| 0.061444 |  | 0.043951 |  | 0.12701 |  | 0.06218 |  | 0.051147 |  | 0.03738
| 0.062196 |  | 0.043951 |  | 0.12659 |  | 0.0629 |  | 0.051885 |  | 0.037989
| 0.06284 |  | 0.043951 |  | 0.12714 |  | 0.063662 |  | 0.052358 |  | 0.038203
| 0.06367 |  | 0.043958 |  | 0.12789 |  | 0.064393 |  | 0.052807 |  | 0.039181
| 0.064059 |  | 0.043958 |  | 0.12902 |  | 0.065127 |  | 0.053223 |  | 0.039909
| 0.064341 |  | 0.043964 |  | 0.12983 |  | 0.065989 |  | 0.054114 |  | 0.040072
| 0.064795 |  | 0.043964 |  | 0.13049 |  | 0.066821 |  | 0.054851 |  | 0.040941
| 0.065642 |  | 0.045063 |  | 0.13182 |  | 0.067468 |  | 0.055254 |  | 0.041985
| 0.066512 |  | 0.045063 |  | 0.13242 |  | 0.067867 |  | 0.055747 |  | 0.042408
| 0.066445 |  | 0.045069 |  | 0.13141 |  | 0.068237 |  | 0.05631 |  | 0.042542
| 0.066702 |  | 0.045075 |  | 0.13052 |  | 0.068647 |  | 0.056634 |  | 0.042958
| 0.067368 |  | 0.04397 |  | 0.13094 |  | 0.068992 |  | 0.057001 |  | 0.043692
| 0.067912 |  | 0.043976 |  | 0.13161 |  | 0.069354 |  | 0.057552 |  | 0.044107
| 0.068229 |  | 0.043982 |  | 0.1323 |  | 0.069949 |  | 0.058019 |  | 0.044528
| 0.068636 |  | 0.043976 |  | 0.13303 |  | 0.07069 |  | 0.058724 |  | 0.045253
| 0.068753 |  | 0.045081 |  | 0.13413 |  | 0.071427 |  | 0.059594 |  | 0.046046
| 0.069506 |  | 0.046187 |  | 0.1347 |  | 0.072078 |  | 0.060052 |  | 0.046649
| 0.070479 |  | 0.046187 |  | 0.13464 |  | 0.072725 |  | 0.060513 |  | 0.047013
| 0.071046 |  | 0.045088 |  | 0.13512 |  | 0.073401 |  | 0.061326 |  | 0.047359
| 0.071893 |  | 0.045088 |  | 0.135 |  | 0.074089 |  | 0.061972 |  | 0.048305
| 0.072603 |  | 0.046194 |  | 0.1343 |  | 0.074849 |  | 0.062767 |  | 0.049042
| 0.072939 |  | 0.046194 |  | 0.13348 |  | 0.075491 |  | 0.063453 |  | 0.049363
| 0.07304 |  | 0.0462 |  | 0.13354 |  | 0.076117 |  | 0.063778 |  | 0.050324
| 0.073441 |  | 0.0462 |  | 0.13401 |  | 0.076778 |  | 0.064319 |  | 0.051163
| 0.074512 |  | 0.0462 |  | 0.13404 |  | 0.077469 |  | 0.064998 |  | 0.051878
| 0.075059 |  | 0.046207 |  | 0.13468 |  | 0.078128 |  | 0.06578 |  | 0.052628
| 0.075188 |  | 0.046207 |  | 0.13462 |  | 0.078738 |  | 0.066765 |  | 0.053245
| 0.076045 |  | 0.046207 |  | 0.13429 |  | 0.079483 |  | 0.067426 |  | 0.053583
| 0.076504 |  | 0.046213 |  | 0.13463 |  | 0.080236 |  | 0.067968 |  | 0.054139
| 0.076529 |  | 0.046213 |  | 0.13476 |  | 0.080915 |  | 0.068987 |  | 0.055175
| 0.07693 |  | 0.046213 |  | 0.13452 |  | 0.081653 |  | 0.069611 |  | 0.056219
| 0.077949 |  | 0.04732 |  | 0.13491 |  | 0.082424 |  | 0.070016 |  | 0.056663
| 0.079096 |  | 0.04842 |  | 0.13534 |  | 0.083204 |  | 0.070842 |  | 0.056914
| 0.079249 |  | 0.04842 |  | 0.13515 |  | 0.083994 |  | 0.071649 |  | 0.0578
| 0.07923 |  | 0.048427 |  | 0.13512 |  | 0.08484 |  | 0.072544 |  | 0.058773
| 0.080151 |  | 0.048427 |  | 0.13599 |  | 0.085633 |  | 0.07316 |  | 0.059565
| 0.081159 |  | 0.048434 |  | 0.13596 |  | 0.086414 |  | 0.07367 |  | 0.060118
| 0.081807 |  | 0.048434 |  | 0.13498 |  | 0.087117 |  | 0.074587 |  | 0.060574
| 0.081949 |  | 0.048434 |  | 0.13528 |  | 0.087639 |  | 0.075056 |  | 0.061447
| 0.08212 |  | 0.048441 |  | 0.13589 |  | 0.088128 |  | 0.075306 |  | 0.06216
| 0.082219 |  | 0.048441 |  | 0.13655 |  | 0.088598 |  | 0.076204 |  | 0.062658
| 0.082639 |  | 0.048441 |  | 0.13737 |  | 0.089085 |  | 0.077029 |  | 0.063074
| 0.083794 |  | 0.048441 |  | 0.13765 |  | 0.089615 |  | 0.077448 |  | 0.063399
| 0.084551 |  | 0.048447 |  | 0.13784 |  | 0.090092 |  | 0.077891 |  | 0.064007
| 0.084518 |  | 0.048454 |  | 0.13854 |  | 0.090544 |  | 0.07861 |  | 0.064711
| 0.084433 |  | 0.048454 |  | 0.14001 |  | 0.091063 |  | 0.07922 |  | 0.065224
| 0.084727 |  | 0.048454 |  | 0.14144 |  | 0.091625 |  | 0.079172 |  | 0.06606
| 0.085896 |  | 0.048454 |  | 0.14181 |  | 0.092203 |  | 0.079749 |  | 0.066901
| 0.086546 |  | 0.048461 |  | 0.14259 |  | 0.092756 |  | 0.080423 |  | 0.067367
| 0.086678 |  | 0.048461 |  | 0.14352 |  | 0.093407 |  | 0.081038 |  | 0.068092
| 0.08768 |  | 0.048467 |  | 0.14372 |  | 0.094122 |  | 0.082025 |  | 0.068652
| 0.088001 |  | 0.048461 |  | 0.14461 |  | 0.094682 |  | 0.082984 |  | 0.069481
| 0.088317 |  | 0.048474 |  | 0.14554 |  | 0.095261 |  | 0.083719 |  | 0.070324
| 0.088862 |  | 0.048474 |  | 0.14602 |  | 0.095722 |  | 0.083973 |  | 0.071071
| 0.089343 |  | 0.048461 |  | 0.14617 |  | 0.096113 |  | 0.08415 |  | 0.071284
| 0.089886 |  | 0.048488 |  | 0.14565 |  | 0.09645 |  | 0.084787 |  | 0.071839
| 0.090216 |  | 0.048474 |  | 0.14601 |  | 0.096683 |  | 0.085586 |  | 0.072873
| 0.09051 |  | 0.048474 |  | 0.14718 |  | 0.097174 |  | 0.085955 |  | 0.07337
| 0.091006 |  | 0.048488 |  | 0.14726 |  | 0.097795 |  | 0.0865 |  | 0.073975
| 0.091733 |  | 0.048488 |  | 0.14599 |  | 0.098262 |  | 0.087048 |  | 0.074358
| 0.092186 |  | 0.048488 |  | 0.14462 |  | 0.098691 |  | 0.087413 |  | 0.075413
| 0.092545 |  | 0.048488 |  | 0.14429 |  | 0.099169 |  | 0.087736 |  | 0.076429
| 0.09227 |  | 0.048488 |  | 0.14458 |  | 0.099604 |  | 0.088396 |  | 0.076728
| 0.093088 |  | 0.048501 |  | 0.14471 |  | 0.10016 |  | 0.089383 |  | 0.077255
| 0.094327 |  | 0.048501 |  | 0.14467 |  | 0.10065 |  | 0.08963 |  | 0.077888
| 0.094481 |  | 0.048501 |  | 0.14466 |  | 0.10114 |  | 0.090126 |  | 0.078692
| 0.094798 |  | 0.048501 |  | 0.14429 |  | 0.10168 |  | 0.090835 |  | 0.079535
| 0.095501 |  | 0.048501 |  | 0.14386 |  | 0.10219 |  | 0.091522 |  | 0.079766
| 0.096273 |  | 0.049603 |  | 0.14369 |  | 0.10277 |  | 0.092414 |  | 0.08023
| 0.097008 |  | 0.049617 |  | 0.14435 |  | 0.10331 |  | 0.092783 |  | 0.081426
| 0.097901 |  | 0.049617 |  | 0.14511 |  | 0.10372 |  | 0.093188 |  | 0.082276
| 0.098234 |  | 0.05072 |  | 0.1448 |  | 0.10425 |  | 0.093693 |  | 0.083272
| 0.097885 |  | 0.049617 |  | 0.14389 |  | 0.1047 |  | 0.094426 |  | 0.083865
| 0.098207 |  | 0.048514 |  | 0.14402 |  | 0.10515 |  | 0.094945 |  | 0.083978
| 0.099661 |  | 0.048528 |  | 0.14545 |  | 0.10571 |  | 0.095352 |  | 0.084774
| 0.1002 |  | 0.049617 |  | 0.1467 |  | 0.10617 |  | 0.095924 |  | 0.085813
| 0.099804 |  | 0.050734 |  | 0.14717 |  | 0.1066 |  | 0.096317 |  | 0.08657
| 0.10045 |  | 0.050734 |  | 0.14782 |  | 0.10703 |  | 0.096864 |  | 0.086833
| 0.10152 |  | 0.050734 |  | 0.14903 |  | 0.10782 |  | 0.097798 |  | 0.087455
| 0.10214 |  | 0.050748 |  | 0.15042 |  | 0.10836 |  | 0.09841 |  | 0.088404
| 0.10285 |  | 0.050734 |  | 0.15184 |  | 0.10889 |  | 0.099254 |  | 0.089241
| 0.10301 |  | 0.050748 |  | 0.15307 |  | 0.10941 |  | 0.1003 |  | 0.089908
| 0.10387 |  | 0.050748 |  | 0.15362 |  | 0.10993 |  | 0.10053 |  | 0.090773
| 0.10477 |  | 0.050748 |  | 0.15295 |  | 0.11038 |  | 0.10056 |  | 0.091666
| 0.10471 |  | 0.050748 |  | 0.15147 |  | 0.11048 |  | 0.101 |  | 0.091883
| 0.10502 |  | 0.050748 |  | 0.14979 |  | 0.11042 |  | 0.10118 |  | 0.091982
| 0.10547 |  | 0.050762 |  | 0.14833 |  | 0.11038 |  | 0.10099 |  | 0.092231
| 0.10521 |  | 0.050762 |  | 0.14778 |  | 0.11039 |  | 0.10087 |  | 0.092245
| 0.10477 |  | 0.050762 |  | 0.14814 |  | 0.11051 |  | 0.10161 |  | 0.092377
| 0.10493 |  | 0.050762 |  | 0.14887 |  | 0.11088 |  | 0.10289 |  | 0.092952
| 0.10551 |  | 0.050762 |  | 0.14969 |  | 0.11144 |  | 0.10321 |  | 0.093647
| 0.10644 |  | 0.050762 |  | 0.15031 |  | 0.11189 |  | 0.10306 |  | 0.094124
| 0.1071 |  | 0.050776 |  | 0.15034 |  | 0.11228 |  | 0.10353 |  | 0.094648
| 0.1068 |  | 0.050776 |  | 0.14984 |  | 0.11262 |  | 0.10408 |  | 0.095111
| 0.10772 |  | 0.050776 |  | 0.14929 |  | 0.11286 |  | 0.10374 |  | 0.095712
| 0.10829 |  | 0.050776 |  | 0.14901 |  | 0.11311 |  | 0.10409 |  | 0.096351
| 0.10748 |  | 0.050776 |  | 0.14904 |  | 0.11343 |  | 0.10501 |  | 0.096866
| 0.10788 |  | 0.05079 |  | 0.14964 |  | 0.11363 |  | 0.10511 |  | 0.09706
| 0.10838 |  | 0.050776 |  | 0.15091 |  | 0.11381 |  | 0.10557 |  | 0.096899
| 0.10877 |  | 0.05079 |  | 0.15187 |  | 0.11409 |  | 0.10619 |  | 0.096779
| 0.10933 |  | 0.05079 |  | 0.15242 |  | 0.11425 |  | 0.10657 |  | 0.097215
| 0.10968 |  | 0.050804 |  | 0.15291 |  | 0.11452 |  | 0.10671 |  | 0.097899
| 0.10927 |  | 0.05079 |  | 0.15316 |  | 0.11491 |  | 0.1071 |  | 0.098334
| 0.10993 |  | 0.050804 |  | 0.15362 |  | 0.11527 |  | 0.10764 |  | 0.098984
| 0.11039 |  | 0.05079 |  | 0.1543 |  | 0.11535 |  | 0.10759 |  | 0.099231
| 0.10974 |  | 0.050804 |  | 0.15454 |  | 0.11545 |  | 0.10786 |  | 0.099366
| 0.11039 |  | 0.050804 |  | 0.15418 |  | 0.11553 |  | 0.10793 |  | 0.099519
| 0.11069 |  | 0.050804 |  | 0.15365 |  | 0.11548 |  | 0.1077 |  | 0.099561
| 0.11056 |  | 0.050818 |  | 0.1533 |  | 0.11549 |  | 0.10792 |  | 0.099629
| 0.11083 |  | 0.050818 |  | 0.15295 |  | 0.11593 |  | 0.10847 |  | 0.099744
| 0.1115 |  | 0.050804 |  | 0.15266 |  | 0.11664 |  | 0.10926 |  | 0.10046
| 0.11215 |  | 0.050818 |  | 0.15276 |  | 0.1173 |  | 0.10993 |  | 0.10134
| 0.11235 |  | 0.050818 |  | 0.15268 |  | 0.11776 |  | 0.11014 |  | 0.10144
| 0.11269 |  | 0.050832 |  | 0.15235 |  | 0.11821 |  | 0.11052 |  | 0.10181
| 0.11317 |  | 0.050818 |  | 0.15234 |  | 0.11858 |  | 0.11099 |  | 0.10241
| 0.11305 |  | 0.050832 |  | 0.1528 |  | 0.11881 |  | 0.11116 |  | 0.10242
| 0.11321 |  | 0.050832 |  | 0.15392 |  | 0.11893 |  | 0.11141 |  | 0.10247
| 0.11356 |  | 0.050832 |  | 0.155 |  | 0.11903 |  | 0.11177 |  | 0.10322
| 0.11308 |  | 0.050832 |  | 0.15524 |  | 0.11918 |  | 0.1121 |  | 0.10343
| 0.11352 |  | 0.050832 |  | 0.15505 |  | 0.11935 |  | 0.11258 |  | 0.10341
| 0.11416 |  | 0.050846 |  | 0.15533 |  | 0.11958 |  | 0.11268 |  | 0.10386
| 0.11406 |  | 0.050832 |  | 0.15635 |  | 0.11982 |  | 0.11267 |  | 0.10386
| 0.11431 |  | 0.050846 |  | 0.15742 |  | 0.12021 |  | 0.11301 |  | 0.10439
| 0.11441 |  | 0.050846 |  | 0.15827 |  | 0.1206 |  | 0.1132 |  | 0.10468
| 0.11527 |  | 0.050846 |  | 0.15909 |  | 0.12101 |  | 0.11382 |  | 0.10438
| 0.1162 |  | 0.05086 |  | 0.15951 |  | 0.12147 |  | 0.11438 |  | 0.10511
| 0.11622 |  | 0.050846 |  | 0.15949 |  | 0.12174 |  | 0.11437 |  | 0.10577
| 0.11708 |  | 0.051966 |  | 0.15924 |  | 0.12215 |  | 0.11455 |  | 0.10575
| 0.11775 |  | 0.053071 |  | 0.15901 |  | 0.1226 |  | 0.11502 |  | 0.10596
| 0.11815 |  | 0.051966 |  | 0.15925 |  | 0.12315 |  | 0.11594 |  | 0.1065
| 0.11892 |  | 0.051966 |  | 0.15957 |  | 0.12381 |  | 0.11694 |  | 0.10703
| 0.11905 |  | 0.053086 |  | 0.15904 |  | 0.12448 |  | 0.11792 |  | 0.10771
| 0.1193 |  | 0.053071 |  | 0.15794 |  | 0.12504 |  | 0.11867 |  | 0.10862
| 0.11975 |  | 0.053086 |  | 0.15695 |  | 0.12559 |  | 0.11911 |  | 0.10935
| 0.11977 |  | 0.053086 |  | 0.15651 |  | 0.12619 |  | 0.11937 |  | 0.10945
| 0.12024 |  | 0.053086 |  | 0.15649 |  | 0.12672 |  | 0.1198 |  | 0.10976
| 0.12147 |  | 0.053086 |  | 0.15621 |  | 0.1269 |  | 0.11973 |  | 0.10984
| 0.12212 |  | 0.053101 |  | 0.15586 |  | 0.12704 |  | 0.12021 |  | 0.11044
| 0.12163 |  | 0.053101 |  | 0.15605 |  | 0.12731 |  | 0.12056 |  | 0.11072
| 0.12169 |  | 0.053086 |  | 0.15601 |  | 0.12752 |  | 0.12038 |  | 0.11055
| 0.12239 |  | 0.053101 |  | 0.1557 |  | 0.1277 |  | 0.12056 |  | 0.11121
| 0.12226 |  | 0.053115 |  | 0.15592 |  | 0.12781 |  | 0.12075 |  | 0.11104
| 0.12229 |  | 0.053101 |  | 0.15606 |  | 0.12789 |  | 0.12082 |  | 0.11106
| 0.12288 |  | 0.053101 |  | 0.15606 |  | 0.1281 |  | 0.12147 |  | 0.1115
| 0.12309 |  | 0.053115 |  | 0.15581 |  | 0.12824 |  | 0.12231 |  | 0.11163
| 0.1233 |  | 0.053115 |  | 0.15554 |  | 0.12822 |  | 0.12211 |  | 0.11165
| 0.12386 |  | 0.054222 |  | 0.15575 |  | 0.12823 |  | 0.12187 |  | 0.11184
| 0.12472 |  | 0.054222 |  | 0.15621 |  | 0.12829 |  | 0.12206 |  | 0.11184
| 0.12414 |  | 0.054222 |  | 0.15697 |  | 0.12837 |  | 0.1219 |  | 0.11186
| 0.12426 |  | 0.054237 |  | 0.15714 |  | 0.12859 |  | 0.12172 |  | 0.11204
| 0.12495 |  | 0.054237 |  | 0.15674 |  | 0.12878 |  | 0.12196 |  | 0.11244
| 0.12487 |  | 0.055344 |  | 0.15699 |  | 0.12888 |  | 0.12234 |  | 0.11286
| 0.12503 |  | 0.055344 |  | 0.15762 |  | 0.12901 |  | 0.12264 |  | 0.11298
| 0.12508 |  | 0.055344 |  | 0.15792 |  | 0.12909 |  | 0.12277 |  | 0.11307
| 0.1254 |  | 0.055344 |  | 0.15815 |  | 0.1291 |  | 0.12264 |  | 0.1128
| 0.12587 |  | 0.055359 |  | 0.1583 |  | 0.12925 |  | 0.12257 |  | 0.11334
| 0.12598 |  | 0.055359 |  | 0.15833 |  | 0.12937 |  | 0.1227 |  | 0.11383
| 0.12615 |  | 0.055359 |  | 0.15886 |  | 0.12942 |  | 0.12274 |  | 0.11342
| 0.12657 |  | 0.055359 |  | 0.16007 |  | 0.1294 |  | 0.1231 |  | 0.11368
| 0.12614 |  | 0.055359 |  | 0.1613 |  | 0.12942 |  | 0.12364 |  | 0.11417
| 0.12627 |  | 0.055359 |  | 0.16263 |  | 0.12952 |  | 0.12383 |  | 0.11385
| 0.12721 |  | 0.055374 |  | 0.16306 |  | 0.12953 |  | 0.12374 |  | 0.11358
| 0.12779 |  | 0.055374 |  | 0.16303 |  | 0.12954 |  | 0.12393 |  | 0.11379
| 0.12756 |  | 0.055374 |  | 0.1634 |  | 0.12949 |  | 0.12371 |  | 0.1137
| 0.12729 |  | 0.055374 |  | 0.16402 |  | 0.12944 |  | 0.12359 |  | 0.11364
| 0.12779 |  | 0.055374 |  | 0.16446 |  | 0.12934 |  | 0.12364 |  | 0.11423
| 0.12819 |  | 0.055389 |  | 0.16476 |  | 0.12931 |  | 0.1238 |  | 0.11416
| 0.12851 |  | 0.055374 |  | 0.16555 |  | 0.12934 |  | 0.12405 |  | 0.1139
| 0.12864 |  | 0.055389 |  | 0.1663 |  | 0.12936 |  | 0.1239 |  | 0.11429
| 0.1284 |  | 0.055389 |  | 0.16642 |  | 0.12928 |  | 0.12392 |  | 0.11425
| 0.1289 |  | 0.055389 |  | 0.1665 |  | 0.12921 |  | 0.12383 |  | 0.11441
| 0.12884 |  | 0.055405 |  | 0.16701 |  | 0.12928 |  | 0.12398 |  | 0.11476
| 0.12914 |  | 0.055389 |  | 0.16686 |  | 0.12928 |  | 0.12402 |  | 0.11476
| 0.1299 |  | 0.055405 |  | 0.16671 |  | 0.12928 |  | 0.12401 |  | 0.11494
| 0.12998 |  | 0.055405 |  | 0.16676 |  | 0.12931 |  | 0.12371 |  | 0.11491
| 0.13085 |  | 0.055405 |  | 0.16697 |  | 0.12941 |  | 0.12361 |  | 0.11463
| 0.13067 |  | 0.055405 |  | 0.16798 |  | 0.12937 |  | 0.12377 |  | 0.11483
| 0.13027 |  | 0.055405 |  | 0.16856 |  | 0.12932 |  | 0.1238 |  | 0.11515
| 0.13058 |  | 0.05542 |  | 0.16859 |  | 0.12947 |  | 0.12417 |  | 0.11546
| 0.13088 |  | 0.055405 |  | 0.16864 |  | 0.12953 |  | 0.12474 |  | 0.1157
| 0.13164 |  | 0.05542 |  | 0.16891 |  | 0.12961 |  | 0.12479 |  | 0.11576
| 0.13231 |  | 0.05542 |  | 0.16938 |  | 0.12968 |  | 0.12491 |  | 0.11624
| 0.1326 |  | 0.05542 |  | 0.1694 |  | 0.12976 |  | 0.12539 |  | 0.11636
| 0.13336 |  | 0.055435 |  | 0.16921 |  | 0.12996 |  | 0.1253 |  | 0.11654
| 0.1339 |  | 0.05542 |  | 0.16964 |  | 0.13003 |  | 0.12528 |  | 0.11703
| 0.13371 |  | 0.055435 |  | 0.17038 |  | 0.13017 |  | 0.12528 |  | 0.117
| 0.13455 |  | 0.056544 |  | 0.17081 |  | 0.13036 |  | 0.12539 |  | 0.11685
| 0.13537 |  | 0.056544 |  | 0.17102 |  | 0.13054 |  | 0.12598 |  | 0.11722
| 0.1355 |  | 0.055435 |  | 0.17068 |  | 0.13056 |  | 0.12614 |  | 0.11742
| 0.13631 |  | 0.056559 |  | 0.17055 |  | 0.13073 |  | 0.12631 |  | 0.11738
| 0.13688 |  | 0.057653 |  | 0.17021 |  | 0.13094 |  | 0.12638 |  | 0.11806
| 0.13688 |  | 0.057668 |  | 0.16932 |  | 0.13098 |  | 0.12639 |  | 0.11854
| 0.1367 |  | 0.057668 |  | 0.16907 |  | 0.13104 |  | 0.12663 |  | 0.11814
| 0.13694 |  | 0.057668 |  | 0.16918 |  | 0.13109 |  | 0.12662 |  | 0.11798
| 0.1376 |  | 0.057668 |  | 0.16897 |  | 0.13112 |  | 0.12673 |  | 0.11818
| 0.13812 |  | 0.057684 |  | 0.16854 |  | 0.13127 |  | 0.127 |  | 0.11853
| 0.13784 |  | 0.057668 |  | 0.16798 |  | 0.13126 |  | 0.12722 |  | 0.11856
| 0.13795 |  | 0.057684 |  | 0.16786 |  | 0.13121 |  | 0.1274 |  | 0.11879
| 0.13893 |  | 0.057684 |  | 0.16802 |  | 0.13126 |  | 0.12727 |  | 0.11877
| 0.13939 |  | 0.057684 |  | 0.16799 |  | 0.13125 |  | 0.12746 |  | 0.11855
| 0.13993 |  | 0.0577 |  | 0.1682 |  | 0.13126 |  | 0.12777 |  | 0.11846
| 0.14072 |  | 0.057684 |  | 0.16874 |  | 0.13142 |  | 0.12774 |  | 0.1188
| 0.14052 |  | 0.0577 |  | 0.16969 |  | 0.13141 |  | 0.12772 |  | 0.11925
| 0.14042 |  | 0.0577 |  | 0.1705 |  | 0.13114 |  | 0.12738 |  | 0.11909
| 0.14077 |  | 0.0577 |  | 0.17062 |  | 0.13083 |  | 0.12713 |  | 0.11869
| 0.14115 |  | 0.0577 |  | 0.17082 |  | 0.13055 |  | 0.1271 |  | 0.11838
| 0.14082 |  | 0.0577 |  | 0.17116 |  | 0.13022 |  | 0.12689 |  | 0.11895
| 0.13969 |  | 0.0577 |  | 0.17136 |  | 0.12986 |  | 0.12673 |  | 0.11894
| 0.1395 |  | 0.057716 |  | 0.17118 |  | 0.1298 |  | 0.12642 |  | 0.11858
| 0.1405 |  | 0.057716 |  | 0.17137 |  | 0.12984 |  | 0.1265 |  | 0.1186
| 0.14151 |  | 0.057716 |  | 0.172 |  | 0.12989 |  | 0.12684 |  | 0.1188
| 0.14146 |  | 0.057716 |  | 0.17261 |  | 0.12992 |  | 0.12697 |  | 0.11836
| 0.14152 |  | 0.057716 |  | 0.17338 |  | 0.12991 |  | 0.12709 |  | 0.11781
| 0.14196 |  | 0.057732 |  | 0.17402 |  | 0.12988 |  | 0.12658 |  | 0.11783
| 0.14258 |  | 0.058842 |  | 0.17426 |  | 0.12999 |  | 0.12658 |  | 0.11808
| 0.14253 |  | 0.059952 |  | 0.1744 |  | 0.13008 |  | 0.1274 |  | 0.11843
| 0.14295 |  | 0.059952 |  | 0.17419 |  | 0.13005 |  | 0.12738 |  | 0.11838
| 0.14359 |  | 0.059952 |  | 0.17365 |  | 0.12998 |  | 0.12673 |  | 0.11837
| 0.1433 |  | 0.059952 |  | 0.17366 |  | 0.12993 |  | 0.12678 |  | 0.11828
| 0.14327 |  | 0.059969 |  | 0.17429 |  | 0.13001 |  | 0.12723 |  | 0.11833
| 0.14359 |  | 0.059952 |  | 0.17506 |  | 0.13004 |  | 0.12753 |  | 0.11824
| 0.1434 |  | 0.059969 |  | 0.17549 |  | 0.13008 |  | 0.12768 |  | 0.11809
| 0.14339 |  | 0.059969 |  | 0.17573 |  | 0.13005 |  | 0.12748 |  | 0.11822
| 0.1445 |  | 0.059969 |  | 0.1763 |  | 0.13011 |  | 0.12772 |  | 0.11801
| 0.14508 |  | 0.059985 |  | 0.17669 |  | 0.13027 |  | 0.1278 |  | 0.11828
| 0.14494 |  | 0.059969 |  | 0.17657 |  | 0.13026 |  | 0.1278 |  | 0.11856
| 0.14556 |  | 0.059985 |  | 0.17605 |  | 0.13038 |  | 0.12844 |  | 0.11837
| 0.14591 |  | 0.059985 |  | 0.17541 |  | 0.13067 |  | 0.12845 |  | 0.11823
| 0.1458 |  | 0.061096 |  | 0.17491 |  | 0.13082 |  | 0.12817 |  | 0.11843
| 0.14677 |  | 0.061096 |  | 0.17456 |  | 0.13107 |  | 0.1287 |  | 0.11896
| 0.14811 |  | 0.061113 |  | 0.17432 |  | 0.1314 |  | 0.12941 |  | 0.1192
| 0.14861 |  | 0.062207 |  | 0.17424 |  | 0.13159 |  | 0.1295 |  | 0.11957
| 0.14841 |  | 0.062224 |  | 0.17415 |  | 0.13185 |  | 0.12975 |  | 0.11997
| 0.14878 |  | 0.062224 |  | 0.17412 |  | 0.13203 |  | 0.12996 |  | 0.12017
| 0.15018 |  | 0.062224 |  | 0.17394 |  | 0.13224 |  | 0.13013 |  | 0.1201
| 0.15068 |  | 0.062224 |  | 0.17371 |  | 0.13236 |  | 0.1303 |  | 0.12014
| 0.15054 |  | 0.062241 |  | 0.1737 |  | 0.13235 |  | 0.13054 |  | 0.12015
| 0.15043 |  | 0.062224 |  | 0.17365 |  | 0.13228 |  | 0.13092 |  | 0.12007
| 0.15017 |  | 0.062241 |  | 0.17317 |  | 0.13237 |  | 0.1308 |  | 0.12017
| 0.15081 |  | 0.062241 |  | 0.17272 |  | 0.13228 |  | 0.13071 |  | 0.12036
| 0.15202 |  | 0.062241 |  | 0.17266 |  | 0.13233 |  | 0.13107 |  | 0.12033
| 0.15299 |  | 0.062241 |  | 0.17267 |  | 0.13241 |  | 0.13077 |  | 0.11973
| 0.15306 |  | 0.06337 |  | 0.1727 |  | 0.13244 |  | 0.13023 |  | 0.11971
| 0.1534 |  | 0.064464 |  | 0.17285 |  | 0.13239 |  | 0.13004 |  | 0.11985
| 0.15424 |  | 0.064482 |  | 0.17288 |  | 0.13236 |  | 0.13074 |  | 0.1198
| 0.15424 |  | 0.064482 |  | 0.17284 |  | 0.13241 |  | 0.13116 |  | 0.11998
| 0.15371 |  | 0.064482 |  | 0.17295 |  | 0.13235 |  | 0.13114 |  | 0.12042
| 0.15351 |  | 0.064482 |  | 0.17311 |  | 0.1324 |  | 0.13127 |  | 0.12067
| 0.15425 |  | 0.0645 |  | 0.17328 |  | 0.13261 |  | 0.13133 |  | 0.12026
| 0.15486 |  | 0.064482 |  | 0.17338 |  | 0.13239 |  | 0.13111 |  | 0.11975
| 0.15498 |  | 0.0645 |  | 0.17334 |  | 0.13232 |  | 0.13066 |  | 0.11971
| 0.15503 |  | 0.0645 |  | 0.1732 |  | 0.13222 |  | 0.1307 |  | 0.11976
| 0.15485 |  | 0.0645 |  | 0.17329 |  | 0.13195 |  | 0.13081 |  | 0.11941
| 0.15474 |  | 0.0645 |  | 0.1736 |  | 0.13168 |  | 0.13078 |  | 0.11889
| 0.15567 |  | 0.064517 |  | 0.17347 |  | 0.13155 |  | 0.13054 |  | 0.11921
| 0.15524 |  | 0.0645 |  | 0.17316 |  | 0.13152 |  | 0.13042 |  | 0.11924
| 0.15465 |  | 0.064517 |  | 0.17295 |  | 0.13168 |  | 0.13083 |  | 0.11903
| 0.15563 |  | 0.064517 |  | 0.17266 |  | 0.13175 |  | 0.13084 |  | 0.11878
| 0.15617 |  | 0.06563 |  | 0.17255 |  | 0.13179 |  | 0.13088 |  | 0.11914
| 0.15663 |  | 0.065648 |  | 0.17248 |  | 0.13194 |  | 0.1314 |  | 0.11952
| 0.15746 |  | 0.06563 |  | 0.17216 |  | 0.13203 |  | 0.13159 |  | 0.11953
| 0.15841 |  | 0.06676 |  | 0.1718 |  | 0.1323 |  | 0.13171 |  | 0.11969
| 0.1593 |  | 0.066742 |  | 0.17145 |  | 0.13236 |  | 0.13199 |  | 0.11927
| 0.15966 |  | 0.06676 |  | 0.17137 |  | 0.13249 |  | 0.13201 |  | 0.11924
| 0.16019 |  | 0.066779 |  | 0.17122 |  | 0.13267 |  | 0.13199 |  | 0.11969
| 0.16076 |  | 0.06676 |  | 0.17097 |  | 0.13281 |  | 0.13243 |  | 0.12015
| 0.16024 |  | 0.06676 |  | 0.17092 |  | 0.13299 |  | 0.1331 |  | 0.11994
| 0.16067 |  | 0.066779 |  | 0.17072 |  | 0.13304 |  | 0.13324 |  | 0.12008
| 0.16203 |  | 0.066779 |  | 0.17043 |  | 0.13299 |  | 0.13299 |  | 0.12048
| 0.16224 |  | 0.067892 |  | 0.17031 |  | 0.133 |  | 0.13316 |  | 0.12031
| 0.16261 |  | 0.067892 |  | 0.17022 |  | 0.13306 |  | 0.13371 |  | 0.12061
| 0.16286 |  | 0.067892 |  | 0.17024 |  | 0.13299 |  | 0.13351 |  | 0.12064
| 0.16277 |  | 0.069023 |  | 0.17001 |  | 0.13295 |  | 0.13346 |  | 0.12023
| 0.16298 |  | 0.069005 |  | 0.17007 |  | 0.13294 |  | 0.13364 |  | 0.1201
| 0.16388 |  | 0.069023 |  | 0.1704 |  | 0.13306 |  | 0.13327 |  | 0.12054
| 0.16504 |  | 0.069023 |  | 0.17068 |  | 0.13313 |  | 0.1334 |  | 0.12042
| 0.1651 |  | 0.069023 |  | 0.17084 |  | 0.1331 |  | 0.13375 |  | 0.12024
| 0.16521 |  | 0.069023 |  | 0.17086 |  | 0.13309 |  | 0.13364 |  | 0.12021
| 0.16591 |  | 0.069042 |  | 0.17078 |  | 0.13309 |  | 0.13399 |  | 0.12011
| 0.16628 |  | 0.069042 |  | 0.17113 |  | 0.13298 |  | 0.13415 |  | 0.12038
| 0.16673 |  | 0.069023 |  | 0.17144 |  | 0.13287 |  | 0.13351 |  | 0.12016
| 0.16691 |  | 0.069042 |  | 0.171 |  | 0.13284 |  | 0.13351 |  | 0.12014
| 0.16718 |  | 0.069061 |  | 0.17106 |  | 0.13274 |  | 0.13349 |  | 0.1201
| 0.1679 |  | 0.069042 |  | 0.17084 |  | 0.13264 |  | 0.13299 |  | 0.11975
| 0.16812 |  | 0.070156 |  | 0.17026 |  | 0.13254 |  | 0.13305 |  | 0.11981
| 0.16816 |  | 0.070175 |  | 0.17027 |  | 0.13243 |  | 0.13358 |  | 0.11996
| 0.16807 |  | 0.070175 |  | 0.17007 |  | 0.13228 |  | 0.134 |  | 0.11973
| 0.16845 |  | 0.071289 |  | 0.16972 |  | 0.13216 |  | 0.13388 |  | 0.11975
| 0.1697 |  | 0.071289 |  | 0.16925 |  | 0.13211 |  | 0.13369 |  | 0.11986
| 0.17047 |  | 0.071289 |  | 0.16857 |  | 0.13205 |  | 0.13349 |  | 0.11975
| 0.17088 |  | 0.071309 |  | 0.16805 |  | 0.13198 |  | 0.13331 |  | 0.11967
| 0.17121 |  | 0.071289 |  | 0.16736 |  | 0.13202 |  | 0.13366 |  | 0.11964
| 0.17173 |  | 0.071309 |  | 0.16631 |  | 0.13219 |  | 0.13398 |  | 0.12021
| 0.17259 |  | 0.071309 |  | 0.16543 |  | 0.13212 |  | 0.13342 |  | 0.12058
| 0.17276 |  | 0.071309 |  | 0.16476 |  | 0.13214 |  | 0.13369 |  | 0.12062
| 0.1729 |  | 0.071328 |  | 0.16461 |  | 0.13235 |  | 0.13455 |  | 0.12065
| 0.17396 |  | 0.072423 |  | 0.16473 |  | 0.13259 |  | 0.13463 |  | 0.12053
| 0.17527 |  | 0.073557 |  | 0.16449 |  | 0.13276 |  | 0.13446 |  | 0.12095
| 0.17568 |  | 0.073557 |  | 0.16434 |  | 0.13272 |  | 0.13451 |  | 0.12112
| 0.17612 |  | 0.073557 |  | 0.16421 |  | 0.13279 |  | 0.13484 |  | 0.12135
| 0.17676 |  | 0.073557 |  | 0.1639 |  | 0.13299 |  | 0.13517 |  | 0.12144
| 0.17739 |  | 0.073557 |  | 0.16352 |  | 0.13303 |  | 0.13514 |  | 0.12143
| 0.17852 |  | 0.073577 |  | 0.16279 |  | 0.133 |  | 0.1349 |  | 0.12173
| 0.17861 |  | 0.073557 |  | 0.16196 |  | 0.13291 |  | 0.13485 |  | 0.12181
| 0.17881 |  | 0.073577 |  | 0.16144 |  | 0.13284 |  | 0.13518 |  | 0.12146
| 0.17987 |  | 0.074692 |  | 0.16113 |  | 0.13272 |  | 0.13514 |  | 0.12135
| 0.18043 |  | 0.075807 |  | 0.16105 |  | 0.13264 |  | 0.13527 |  | 0.12156
| 0.18081 |  | 0.075807 |  | 0.16098 |  | 0.13257 |  | 0.1353 |  | 0.12135
| 0.18144 |  | 0.075828 |  | 0.16091 |  | 0.1324 |  | 0.13489 |  | 0.12118
| 0.1823 |  | 0.075828 |  | 0.16053 |  | 0.13222 |  | 0.13526 |  | 0.12109
| 0.18297 |  | 0.075807 |  | 0.15999 |  | 0.13208 |  | 0.13526 |  | 0.12107
| 0.18291 |  | 0.075828 |  | 0.15961 |  | 0.13193 |  | 0.13488 |  | 0.12109
| 0.18247 |  | 0.075848 |  | 0.15959 |  | 0.13176 |  | 0.13468 |  | 0.12093
| 0.18269 |  | 0.075828 |  | 0.15983 |  | 0.13149 |  | 0.13448 |  | 0.12093
| 0.18348 |  | 0.075828 |  | 0.15993 |  | 0.13135 |  | 0.13437 |  | 0.1209
| 0.1841 |  | 0.075848 |  | 0.15984 |  | 0.13113 |  | 0.13413 |  | 0.12047
| 0.18402 |  | 0.075848 |  | 0.15983 |  | 0.1308 |  | 0.13435 |  | 0.12041
| 0.18408 |  | 0.075848 |  | 0.1598 |  | 0.13054 |  | 0.13421 |  | 0.12066
| 0.18513 |  | 0.075848 |  | 0.15998 |  | 0.13029 |  | 0.13374 |  | 0.12059
| 0.18551 |  | 0.075848 |  | 0.16006 |  | 0.13015 |  | 0.13375 |  | 0.1206
| 0.18544 |  | 0.075869 |  | 0.15975 |  | 0.12989 |  | 0.13383 |  | 0.12041
| 0.18577 |  | 0.075848 |  | 0.15957 |  | 0.12962 |  | 0.13349 |  | 0.12019
| 0.18631 |  | 0.076985 |  | 0.15947 |  | 0.12948 |  | 0.13324 |  | 0.11994
| 0.18645 |  | 0.076985 |  | 0.15925 |  | 0.12919 |  | 0.13309 |  | 0.11956
| 0.18587 |  | 0.075869 |  | 0.15901 |  | 0.12893 |  | 0.13263 |  | 0.11975
| 0.18618 |  | 0.07589 |  | 0.15867 |  | 0.12869 |  | 0.13264 |  | 0.11958
| 0.1876 |  | 0.076985 |  | 0.1582 |  | 0.12826 |  | 0.13225 |  | 0.11919
| 0.18821 |  | 0.078122 |  | 0.15766 |  | 0.12795 |  | 0.13182 |  | 0.11881
| 0.18774 |  | 0.076985 |  | 0.15726 |  | 0.12768 |  | 0.13188 |  | 0.11879
| 0.18766 |  | 0.077006 |  | 0.15692 |  | 0.12746 |  | 0.13159 |  | 0.119
| 0.1881 |  | 0.078143 |  | 0.15686 |  | 0.12723 |  | 0.13151 |  | 0.11874
| 0.18822 |  | 0.078122 |  | 0.15675 |  | 0.12687 |  | 0.1315 |  | 0.11812
| 0.18856 |  | 0.078122 |  | 0.15644 |  | 0.12659 |  | 0.13116 |  | 0.11786
| 0.18954 |  | 0.078143 |  | 0.15597 |  | 0.12639 |  | 0.13072 |  | 0.11784
| 0.18907 |  | 0.078143 |  | 0.15565 |  | 0.12572 |  | 0.13042 |  | 0.11709
| 0.18917 |  | 0.078143 |  | 0.15558 |  | 0.12549 |  | 0.13037 |  | 0.11685
| 0.18976 |  | 0.078143 |  | 0.1554 |  | 0.12531 |  | 0.12984 |  | 0.11695
| 0.18976 |  | 0.078143 |  | 0.15513 |  | 0.12513 |  | 0.12954 |  | 0.11712
| 0.19005 |  | 0.078143 |  | 0.15475 |  | 0.12497 |  | 0.12945 |  | 0.1167
| 0.19092 |  | 0.078165 |  | 0.15448 |  | 0.12487 |  | 0.12984 |  | 0.11625
| 0.19174 |  | 0.078165 |  | 0.15436 |  | 0.12482 |  | 0.12994 |  | 0.11622
| 0.19203 |  | 0.078165 |  | 0.1543 |  | 0.12461 |  | 0.12953 |  | 0.11628
| 0.19225 |  | 0.078165 |  | 0.15433 |  | 0.12432 |  | 0.12923 |  | 0.11619
| 0.19317 |  | 0.078165 |  | 0.15433 |  | 0.12418 |  | 0.12911 |  | 0.11613
| 0.19336 |  | 0.078186 |  | 0.15411 |  | 0.12399 |  | 0.12898 |  | 0.11597
| 0.19283 |  | 0.078165 |  | 0.15387 |  | 0.12368 |  | 0.12885 |  | 0.11544
| 0.19305 |  | 0.078186 |  | 0.15387 |  | 0.12357 |  | 0.12858 |  | 0.11515
| 0.19296 |  | 0.079303 |  | 0.15396 |  | 0.12338 |  | 0.12815 |  | 0.115
| 0.19301 |  | 0.08042 |  | 0.15401 |  | 0.12324 |  | 0.12803 |  | 0.11485
| 0.19313 |  | 0.08042 |  | 0.15418 |  | 0.12313 |  | 0.12822 |  | 0.11505
| 0.19332 |  | 0.079325 |  | 0.15428 |  | 0.1229 |  | 0.12782 |  | 0.11472
| 0.19351 |  | 0.079303 |  | 0.15453 |  | 0.12255 |  | 0.12755 |  | 0.11421
| 0.19403 |  | 0.079325 |  | 0.15477 |  | 0.12221 |  | 0.12808 |  | 0.11422
| 0.19461 |  | 0.079325 |  | 0.15491 |  | 0.12199 |  | 0.12791 |  | 0.11392
| 0.19416 |  | 0.079325 |  | 0.15532 |  | 0.12176 |  | 0.12718 |  | 0.11362
| 0.19376 |  | 0.078207 |  | 0.15579 |  | 0.1214 |  | 0.12661 |  | 0.1131
| 0.19462 |  | 0.078229 |  | 0.15597 |  | 0.12122 |  | 0.12623 |  | 0.11289
| 0.1951 |  | 0.079325 |  | 0.15591 |  | 0.12093 |  | 0.12633 |  | 0.11251
| 0.19485 |  | 0.080464 |  | 0.1558 |  | 0.12065 |  | 0.1262 |  | 0.11233
| 0.19479 |  | 0.080464 |  | 0.15581 |  | 0.12032 |  | 0.12585 |  | 0.11215
| 0.19476 |  | 0.080464 |  | 0.15566 |  | 0.11997 |  | 0.12542 |  | 0.11148
| 0.19492 |  | 0.080464 |  | 0.15521 |  | 0.11979 |  | 0.12535 |  | 0.11132
| 0.19538 |  | 0.080486 |  | 0.15481 |  | 0.11963 |  | 0.12499 |  | 0.11119
| 0.1953 |  | 0.080464 |  | 0.15463 |  | 0.11934 |  | 0.12457 |  | 0.11113
| 0.19612 |  | 0.080486 |  | 0.1545 |  | 0.11913 |  | 0.12512 |  | 0.11059
| 0.19716 |  | 0.080486 |  | 0.15433 |  | 0.11889 |  | 0.1247 |  | 0.10999
| 0.19706 |  | 0.080486 |  | 0.1542 |  | 0.11872 |  | 0.12421 |  | 0.11036
| 0.19707 |  | 0.080486 |  | 0.15423 |  | 0.11864 |  | 0.12445 |  | 0.11024
| 0.1973 |  | 0.080486 |  | 0.15416 |  | 0.11855 |  | 0.12463 |  | 0.1096
| 0.19737 |  | 0.080508 |  | 0.15399 |  | 0.11853 |  | 0.1244 |  | 0.10937
| 0.19786 |  | 0.080508 |  | 0.15381 |  | 0.11851 |  | 0.12428 |  | 0.10926
| 0.19849 |  | 0.080508 |  | 0.15389 |  | 0.11828 |  | 0.12427 |  | 0.10944
| 0.19864 |  | 0.080508 |  | 0.15408 |  | 0.11805 |  | 0.12383 |  | 0.10947
| 0.19962 |  | 0.080508 |  | 0.15418 |  | 0.11794 |  | 0.12405 |  | 0.10893
| 0.20036 |  | 0.080508 |  | 0.15426 |  | 0.11787 |  | 0.12428 |  | 0.10874
| 0.20008 |  | 0.08053 |  | 0.15435 |  | 0.11783 |  | 0.12371 |  | 0.10905
| 0.20036 |  | 0.081626 |  | 0.15451 |  | 0.11771 |  | 0.12371 |  | 0.10898
| 0.20046 |  | 0.082767 |  | 0.1546 |  | 0.11747 |  | 0.12357 |  | 0.10859
| 0.20099 |  | 0.081648 |  | 0.15491 |  | 0.11721 |  | 0.12323 |  | 0.1085
| 0.20124 |  | 0.081648 |  | 0.15522 |  | 0.11705 |  | 0.12322 |  | 0.10841
| 0.20042 |  | 0.082789 |  | 0.15536 |  | 0.11681 |  | 0.12303 |  | 0.10801
| 0.2011 |  | 0.082767 |  | 0.15541 |  | 0.11654 |  | 0.12287 |  | 0.10761
| 0.20159 |  | 0.082789 |  | 0.15522 |  | 0.11641 |  | 0.12294 |  | 0.10744
| 0.20202 |  | 0.082789 |  | 0.15504 |  | 0.11618 |  | 0.12305 |  | 0.10724
| 0.20299 |  | 0.082789 |  | 0.15489 |  | 0.11597 |  | 0.12277 |  | 0.10735
| 0.20306 |  | 0.082789 |  | 0.1548 |  | 0.11578 |  | 0.12203 |  | 0.10722
| 0.20234 |  | 0.082789 |  | 0.15474 |  | 0.11557 |  | 0.12166 |  | 0.10653
| 0.20297 |  | 0.082812 |  | 0.15463 |  | 0.11541 |  | 0.12193 |  | 0.10627
| 0.20355 |  | 0.082789 |  | 0.15458 |  | 0.11513 |  | 0.12206 |  | 0.10615
| 0.20367 |  | 0.082812 |  | 0.15437 |  | 0.11494 |  | 0.12173 |  | 0.10614
| 0.20371 |  | 0.082812 |  | 0.15395 |  | 0.11478 |  | 0.12155 |  | 0.10616
| 0.20363 |  | 0.082812 |  | 0.15361 |  | 0.11452 |  | 0.12146 |  | 0.10589
| 0.20485 |  | 0.082834 |  | 0.15279 |  | 0.11429 |  | 0.12125 |  | 0.10548
| 0.20494 |  | 0.082812 |  | 0.15242 |  | 0.11411 |  | 0.1211 |  | 0.10509
| 0.20513 |  | 0.082834 |  | 0.15265 |  | 0.11396 |  | 0.12111 |  | 0.10485
| 0.20575 |  | 0.083931 |  | 0.15225 |  | 0.11364 |  | 0.12114 |  | 0.10462
| 0.20673 |  | 0.083954 |  | 0.152 |  | 0.11347 |  | 0.12062 |  | 0.10434
| 0.2063 |  | 0.083977 |  | 0.15185 |  | 0.11324 |  | 0.12021 |  | 0.10405
| 0.20558 |  | 0.083954 |  | 0.15153 |  | 0.113 |  | 0.11989 |  | 0.10402
| 0.2065 |  | 0.083954 |  | 0.15161 |  | 0.11291 |  | 0.11972 |  | 0.10388
| 0.20745 |  | 0.085096 |  | 0.15171 |  | 0.11281 |  | 0.12005 |  | 0.10381
| 0.20776 |  | 0.085096 |  | 0.15154 |  | 0.11261 |  | 0.11988 |  | 0.10423
| 0.20702 |  | 0.085073 |  | 0.15165 |  | 0.11227 |  | 0.1195 |  | 0.1042
| 0.20801 |  | 0.08512 |  | 0.15192 |  | 0.11197 |  | 0.11952 |  | 0.10321
| 0.20873 |  | 0.085096 |  | 0.15192 |  | 0.11159 |  | 0.11899 |  | 0.10234
| 0.20837 |  | 0.085096 |  | 0.15195 |  | 0.11116 |  | 0.11854 |  | 0.10231
| 0.20835 |  | 0.08512 |  | 0.15217 |  | 0.11085 |  | 0.11883 |  | 0.10239
| 0.20839 |  | 0.08512 |  | 0.15226 |  | 0.11058 |  | 0.11872 |  | 0.10237
| 0.20888 |  | 0.085096 |  | 0.15225 |  | 0.11032 |  | 0.1186 |  | 0.10212
| 0.20998 |  | 0.08512 |  | 0.1523 |  | 0.11032 |  | 0.11891 |  | 0.10189
| 0.21063 |  | 0.085143 |  | 0.15247 |  | 0.11014 |  | 0.11856 |  | 0.10151
| 0.21049 |  | 0.08512 |  | 0.1525 |  | 0.10991 |  | 0.11773 |  | 0.10113
| 0.2106 |  | 0.085143 |  | 0.1526 |  | 0.10981 |  | 0.1177 |  | 0.10152
| 0.21121 |  | 0.08512 |  | 0.15266 |  | 0.10958 |  | 0.11753 |  | 0.10144
| 0.21138 |  | 0.085143 |  | 0.15232 |  | 0.10936 |  | 0.11726 |  | 0.10096
| 0.21157 |  | 0.085143 |  | 0.1521 |  | 0.10909 |  | 0.11743 |  | 0.10093
| 0.2122 |  | 0.085143 |  | 0.15206 |  | 0.10883 |  | 0.11727 |  | 0.10096
| 0.21218 |  | 0.085166 |  | 0.15192 |  | 0.10866 |  | 0.11679 |  | 0.10114
| 0.21263 |  | 0.085143 |  | 0.15183 |  | 0.10853 |  | 0.11647 |  | 0.10079
| 0.21366 |  | 0.085166 |  | 0.15169 |  | 0.10831 |  | 0.11664 |  | 0.10051
| 0.21421 |  | 0.085166 |  | 0.15163 |  | 0.10802 |  | 0.11656 |  | 0.10071
| 0.21449 |  | 0.085166 |  | 0.15161 |  | 0.10781 |  | 0.11622 |  | 0.10046
| 0.21482 |  | 0.085166 |  | 0.15146 |  | 0.10769 |  | 0.11601 |  | 0.1001
| 0.21557 |  | 0.085166 |  | 0.15142 |  | 0.10757 |  | 0.11597 |  | 0.099708
| 0.21582 |  | 0.085189 |  | 0.15141 |  | 0.10747 |  | 0.11606 |  | 0.099771
| 0.21563 |  | 0.085166 |  | 0.15112 |  | 0.10724 |  | 0.1159 |  | 0.09992
| 0.21583 |  | 0.085189 |  | 0.15094 |  | 0.10708 |  | 0.11586 |  | 0.099562
| 0.21588 |  | 0.085189 |  | 0.15081 |  | 0.10687 |  | 0.11546 |  | 0.099413
| 0.21609 |  | 0.085189 |  | 0.15082 |  | 0.10664 |  | 0.11507 |  | 0.099394
| 0.21726 |  | 0.085212 |  | 0.15101 |  | 0.10639 |  | 0.11469 |  | 0.099109
| 0.21782 |  | 0.085189 |  | 0.15132 |  | 0.10608 |  | 0.1142 |  | 0.09897
| 0.21793 |  | 0.085212 |  | 0.15167 |  | 0.10611 |  | 0.11449 |  | 0.098818
| 0.21922 |  | 0.085189 |  | 0.15191 |  | 0.10594 |  | 0.1144 |  | 0.098861
| 0.21926 |  | 0.086334 |  | 0.15207 |  | 0.10548 |  | 0.11376 |  | 0.098742
| 0.21863 |  | 0.086334 |  | 0.15226 |  | 0.10511 |  | 0.11324 |  | 0.098324
| 0.21923 |  | 0.085236 |  | 0.15241 |  | 0.10485 |  | 0.11338 |  | 0.098059
| 0.2199 |  | 0.085212 |  | 0.15251 |  | 0.10453 |  | 0.11343 |  | 0.097708
| 0.21983 |  | 0.085236 |  | 0.15257 |  | 0.10431 |  | 0.11264 |  | 0.097728
| 0.21976 |  | 0.085212 |  | 0.15269 |  | 0.10403 |  | 0.11231 |  | 0.097566
| 0.2205 |  | 0.086357 |  | 0.15279 |  | 0.10379 |  | 0.11248 |  | 0.097471
| 0.22082 |  | 0.086357 |  | 0.15265 |  | 0.1036 |  | 0.11235 |  | 0.097456
| 0.2203 |  | 0.085259 |  | 0.15236 |  | 0.10339 |  | 0.11203 |  | 0.097047
| 0.21974 |  | 0.085236 |  | 0.15222 |  | 0.10304 |  | 0.11166 |  | 0.096771
| 0.22009 |  | 0.085259 |  | 0.15208 |  | 0.10274 |  | 0.11147 |  | 0.096463
| 0.22015 |  | 0.085236 |  | 0.152 |  | 0.10243 |  | 0.11046 |  | 0.096332
| 0.22062 |  | 0.085259 |  | 0.152 |  | 0.10226 |  | 0.10995 |  | 0.096495
| 0.22168 |  | 0.085259 |  | 0.15196 |  | 0.10197 |  | 0.11047 |  | 0.095859
| 0.22204 |  | 0.085259 |  | 0.15189 |  | 0.10167 |  | 0.11038 |  | 0.095332
| 0.22171 |  | 0.085282 |  | 0.15184 |  | 0.10139 |  | 0.11018 |  | 0.0952
| 0.22176 |  | 0.085259 |  | 0.15178 |  | 0.10103 |  | 0.10989 |  | 0.094884
| 0.22151 |  | 0.085282 |  | 0.15169 |  | 0.10087 |  | 0.1096 |  | 0.09483
| 0.22125 |  | 0.085282 |  | 0.15154 |  | 0.10055 |  | 0.10914 |  | 0.094726
| 0.22189 |  | 0.085282 |  | 0.15144 |  | 0.10015 |  | 0.10868 |  | 0.094618
| 0.22268 |  | 0.085282 |  | 0.1514 |  | 0.099809 |  | 0.10838 |  | 0.094596
| 0.22253 |  | 0.085282 |  | 0.15149 |  | 0.099508 |  | 0.10819 |  | 0.094188
| 0.2225 |  | 0.085305 |  | 0.15166 |  | 0.099363 |  | 0.108 |  | 0.093999
| 0.22251 |  | 0.085282 |  | 0.15181 |  | 0.099096 |  | 0.10727 |  | 0.093888
| 0.22208 |  | 0.085305 |  | 0.15197 |  | 0.098672 |  | 0.10727 |  | 0.093544
| 0.22222 |  | 0.085305 |  | 0.15217 |  | 0.09833 |  | 0.10735 |  | 0.093151
| 0.22237 |  | 0.085305 |  | 0.15199 |  | 0.098045 |  | 0.1067 |  | 0.09291
| 0.22267 |  | 0.085305 |  | 0.15168 |  | 0.097701 |  | 0.10601 |  | 0.092469
| 0.22286 |  | 0.085328 |  | 0.1515 |  | 0.09741 |  | 0.10587 |  | 0.092093
| 0.22265 |  | 0.084183 |  | 0.1513 |  | 0.097077 |  | 0.10568 |  | 0.091694
| 0.22275 |  | 0.084206 |  | 0.15119 |  | 0.096771 |  | 0.10548 |  | 0.091422
| 0.22256 |  | 0.085328 |  | 0.15129 |  | 0.096439 |  | 0.10523 |  | 0.091259
| 0.22244 |  | 0.085328 |  | 0.15128 |  | 0.096162 |  | 0.10498 |  | 0.091015
| 0.22256 |  | 0.084206 |  | 0.15124 |  | 0.095877 |  | 0.10489 |  | 0.090642
| 0.22279 |  | 0.084228 |  | 0.15132 |  | 0.095657 |  | 0.10461 |  | 0.090232
| 0.22299 |  | 0.085328 |  | 0.15134 |  | 0.095319 |  | 0.10415 |  | 0.089995
| 0.2226 |  | 0.084228 |  | 0.15126 |  | 0.095018 |  | 0.10383 |  | 0.089776
| 0.22223 |  | 0.084229 |  | 0.15092 |  | 0.094818 |  | 0.10355 |  | 0.089745
| 0.22262 |  | 0.085352 |  | 0.15054 |  | 0.0946 |  | 0.10338 |  | 0.089491
| 0.22289 |  | 0.085352 |  | 0.1503 |  | 0.094313 |  | 0.10331 |  | 0.088793
| 0.22277 |  | 0.084228 |  | 0.15011 |  | 0.094007 |  | 0.1029 |  | 0.088814
| 0.22246 |  | 0.083128 |  | 0.15021 |  | 0.093794 |  | 0.1027 |  | 0.089036
| 0.22331 |  | 0.083128 |  | 0.15039 |  | 0.0935 |  | 0.1026 |  | 0.088704
| 0.2235 |  | 0.083105 |  | 0.15042 |  | 0.093182 |  | 0.10197 |  | 0.088129
| 0.22235 |  | 0.083128 |  | 0.15049 |  | 0.092931 |  | 0.10139 |  | 0.087716
| 0.22177 |  | 0.083151 |  | 0.15057 |  | 0.092561 |  | 0.10131 |  | 0.087388
| 0.22186 |  | 0.083128 |  | 0.15058 |  | 0.092266 |  | 0.10121 |  | 0.087114
| 0.22241 |  | 0.083128 |  | 0.1504 |  | 0.092097 |  | 0.10081 |  | 0.087279
| 0.22254 |  | 0.083151 |  | 0.1499 |  | 0.091811 |  | 0.10069 |  | 0.087253
| 0.22228 |  | 0.083151 |  | 0.14956 |  | 0.091509 |  | 0.10068 |  | 0.086766
| 0.22208 |  | 0.083151 |  | 0.14959 |  | 0.091183 |  | 0.1002 |  | 0.086559
| 0.22191 |  | 0.083151 |  | 0.1496 |  | 0.090836 |  | 0.099581 |  | 0.086095
| 0.22125 |  | 0.083151 |  | 0.14933 |  | 0.090481 |  | 0.099333 |  | 0.085772
| 0.22124 |  | 0.083151 |  | 0.14929 |  | 0.090159 |  | 0.098767 |  | 0.085288
| 0.22138 |  | 0.083173 |  | 0.14939 |  | 0.089848 |  | 0.098273 |  | 0.084854
| 0.22025 |  | 0.082049 |  | 0.14923 |  | 0.089497 |  | 0.098117 |  | 0.084762
| 0.22028 |  | 0.082049 |  | 0.14901 |  | 0.089203 |  | 0.098072 |  | 0.08433
| 0.22111 |  | 0.082049 |  | 0.14893 |  | 0.088874 |  | 0.097897 |  | 0.083902
| 0.22122 |  | 0.080925 |  | 0.14887 |  | 0.088593 |  | 0.097421 |  | 0.083808
| 0.22048 |  | 0.080925 |  | 0.14871 |  | 0.088231 |  | 0.096842 |  | 0.083831
| 0.21966 |  | 0.080947 |  | 0.14849 |  | 0.087895 |  | 0.096573 |  | 0.083499
| 0.2191 |  | 0.080925 |  | 0.14831 |  | 0.087548 |  | 0.09647 |  | 0.08313
| 0.21926 |  | 0.080947 |  | 0.14836 |  | 0.08725 |  | 0.095965 |  | 0.082857
| 0.21843 |  | 0.080947 |  | 0.14846 |  | 0.086873 |  | 0.095637 |  | 0.082382
| 0.21788 |  | 0.080947 |  | 0.14838 |  | 0.08656 |  | 0.095532 |  | 0.081839
| 0.21848 |  | 0.080969 |  | 0.14806 |  | 0.086343 |  | 0.095155 |  | 0.081701
| 0.21906 |  | 0.080947 |  | 0.14789 |  | 0.085985 |  | 0.094642 |  | 0.08147
| 0.21913 |  | 0.079845 |  | 0.14775 |  | 0.085664 |  | 0.09429 |  | 0.081039
| 0.21834 |  | 0.07872 |  | 0.14756 |  | 0.08533 |  | 0.093731 |  | 0.080729
| 0.2178 |  | 0.07872 |  | 0.14747 |  | 0.085028 |  | 0.093245 |  | 0.080269
| 0.21785 |  | 0.07872 |  | 0.14736 |  | 0.084746 |  | 0.093249 |  | 0.079796
| 0.21772 |  | 0.07872 |  | 0.1473 |  | 0.084385 |  | 0.092955 |  | 0.079564
| 0.21657 |  | 0.07872 |  | 0.14728 |  | 0.084007 |  | 0.092461 |  | 0.079084
| 0.21609 |  | 0.078741 |  | 0.14716 |  | 0.083783 |  | 0.091933 |  | 0.078961
| 0.21584 |  | 0.078741 |  | 0.14723 |  | 0.083451 |  | 0.091756 |  | 0.078977
| 0.21523 |  | 0.078741 |  | 0.14749 |  | 0.083083 |  | 0.091639 |  | 0.078432
| 0.21521 |  | 0.078741 |  | 0.14766 |  | 0.082735 |  | 0.091243 |  | 0.078317
| 0.21556 |  | 0.078741 |  | 0.1475 |  | 0.082382 |  | 0.09106 |  | 0.078021
| 0.21472 |  | 0.078741 |  | 0.14733 |  | 0.082045 |  | 0.090584 |  | 0.077542
| 0.21462 |  | 0.077638 |  | 0.1474 |  | 0.081759 |  | 0.090269 |  | 0.07754
| 0.21464 |  | 0.077638 |  | 0.14759 |  | 0.081482 |  | 0.089903 |  | 0.076999
| 0.2139 |  | 0.077617 |  | 0.14755 |  | 0.081184 |  | 0.0894 |  | 0.076587
| 0.21377 |  | 0.076512 |  | 0.14726 |  | 0.080908 |  | 0.089329 |  | 0.076397
| 0.21318 |  | 0.076533 |  | 0.14708 |  | 0.080677 |  | 0.089216 |  | 0.076187
| 0.21247 |  | 0.076512 |  | 0.14719 |  | 0.080401 |  | 0.088603 |  | 0.076002
| 0.21213 |  | 0.076512 |  | 0.14707 |  | 0.080049 |  | 0.087861 |  | 0.075715
| 0.21312 |  | 0.076533 |  | 0.14666 |  | 0.079769 |  | 0.087651 |  | 0.075401
| 0.21322 |  | 0.076533 |  | 0.14651 |  | 0.079463 |  | 0.087482 |  | 0.075177
| 0.21204 |  | 0.076533 |  | 0.14673 |  | 0.079098 |  | 0.087001 |  | 0.074997
| 0.21237 |  | 0.076533 |  | 0.14673 |  | 0.078812 |  | 0.086863 |  | 0.074681
| 0.21168 |  | 0.076533 |  | 0.14642 |  | 0.078493 |  | 0.086585 |  | 0.074195
| 0.21174 |  | 0.075428 |  | 0.14622 |  | 0.07819 |  | 0.086301 |  | 0.07382
| 0.21189 |  | 0.074282 |  | 0.14625 |  | 0.077913 |  | 0.085913 |  | 0.073795
| 0.21057 |  | 0.074302 |  | 0.14618 |  | 0.077548 |  | 0.085349 |  | 0.073647
| 0.20965 |  | 0.074302 |  | 0.14613 |  | 0.077178 |  | 0.085112 |  | 0.073483
| 0.20925 |  | 0.074302 |  | 0.14615 |  | 0.076909 |  | 0.084939 |  | 0.072993
| 0.2089 |  | 0.074302 |  | 0.14621 |  | 0.076592 |  | 0.08475 |  | 0.072442
| 0.20922 |  | 0.074302 |  | 0.14637 |  | 0.07629 |  | 0.084478 |  | 0.072
| 0.20978 |  | 0.074323 |  | 0.14668 |  | 0.07603 |  | 0.084145 |  | 0.071586
| 0.20884 |  | 0.074323 |  | 0.1469 |  | 0.075776 |  | 0.083595 |  | 0.071675
| 0.20784 |  | 0.074302 |  | 0.14711 |  | 0.075425 |  | 0.083243 |  | 0.071602
| 0.20783 |  | 0.074323 |  | 0.14719 |  | 0.075105 |  | 0.083206 |  | 0.071413
| 0.20751 |  | 0.074343 |  | 0.14712 |  | 0.074884 |  | 0.082874 |  | 0.070964
| 0.20683 |  | 0.073196 |  | 0.14715 |  | 0.074615 |  | 0.082797 |  | 0.070621
| 0.20734 |  | 0.07207 |  | 0.14724 |  | 0.074332 |  | 0.082613 |  | 0.07053
| 0.20749 |  | 0.07209 |  | 0.14726 |  | 0.074033 |  | 0.082191 |  | 0.070481
| 0.2066 |  | 0.07209 |  | 0.1473 |  | 0.073732 |  | 0.081681 |  | 0.070213
| 0.20618 |  | 0.07209 |  | 0.14739 |  | 0.073446 |  | 0.080994 |  | 0.069386
| 0.2057 |  | 0.07209 |  | 0.14749 |  | 0.073125 |  | 0.080948 |  | 0.069033
| 0.20553 |  | 0.07209 |  | 0.14727 |  | 0.072851 |  | 0.080846 |  | 0.069053
| 0.20555 |  | 0.07209 |  | 0.14711 |  | 0.072633 |  | 0.080621 |  | 0.069049
| 0.20523 |  | 0.072109 |  | 0.14721 |  | 0.072407 |  | 0.080395 |  | 0.069009
| 0.20491 |  | 0.072109 |  | 0.14724 |  | 0.072077 |  | 0.079836 |  | 0.068644
| 0.20469 |  | 0.070983 |  | 0.14732 |  | 0.071757 |  | 0.079272 |  | 0.068361
| 0.20447 |  | 0.069856 |  | 0.14751 |  | 0.071462 |  | 0.079132 |  | 0.068217
| 0.20344 |  | 0.069856 |  | 0.14805 |  | 0.071116 |  | 0.078911 |  | 0.067755
| 0.2022 |  | 0.069856 |  | 0.14837 |  | 0.070803 |  | 0.078583 |  | 0.067071
| 0.20187 |  | 0.069875 |  | 0.14742 |  | 0.070531 |  | 0.078373 |  | 0.066854
| 0.20212 |  | 0.069856 |  | 0.14661 |  | 0.070184 |  | 0.07798 |  | 0.066978
| 0.20242 |  | 0.069875 |  | 0.14711 |  | 0.069924 |  | 0.077533 |  | 0.066829
| 0.20164 |  | 0.069875 |  | 0.1469 |  | 0.069677 |  | 0.077187 |  | 0.066198
| 0.20104 |  | 0.069875 |  | 0.14601 |  | 0.069362 |  | 0.077128 |  | 0.066057
| 0.20005 |  | 0.068766 |  | 0.14565 |  | 0.069054 |  | 0.076724 |  | 0.066161
| 0.19966 |  | 0.068748 |  | 0.14575 |  | 0.068798 |  | 0.076328 |  | 0.065675
| 0.20025 |  | 0.068766 |  | 0.14631 |  | 0.068573 |  | 0.076032 |  | 0.065503
| 0.19946 |  | 0.067621 |  | 0.14655 |  | 0.068264 |  | 0.075604 |  | 0.065197
| 0.19915 |  | 0.067639 |  | 0.14639 |  | 0.068021 |  | 0.075479 |  | 0.064732
| 0.19893 |  | 0.067639 |  | 0.1469 |  | 0.067785 |  | 0.075449 |  | 0.06462
| 0.19823 |  | 0.067639 |  | 0.14643 |  | 0.067558 |  | 0.075116 |  | 0.064606
| 0.19812 |  | 0.067657 |  | 0.14491 |  | 0.06734 |  | 0.074931 |  | 0.064387
| 0.19809 |  | 0.067639 |  | 0.14489 |  | 0.067057 |  | 0.074503 |  | 0.064038
| 0.19806 |  | 0.067657 |  | 0.14525 |  | 0.066846 |  | 0.074345 |  | 0.064132
| 0.19811 |  | 0.067657 |  | 0.14493 |  | 0.066678 |  | 0.074388 |  | 0.063994
| 0.19816 |  | 0.067657 |  | 0.14436 |  | 0.066481 |  | 0.074095 |  | 0.063641
| 0.19815 |  | 0.067657 |  | 0.14374 |  | 0.06627 |  | 0.073748 |  | 0.06347
| 0.1978 |  | 0.067657 |  | 0.1437 |  | 0.066089 |  | 0.073415 |  | 0.063551
| 0.19736 |  | 0.067676 |  | 0.14366 |  | 0.065825 |  | 0.073107 |  | 0.063354
| 0.19657 |  | 0.067657 |  | 0.14356 |  | 0.065618 |  | 0.07297 |  | 0.062816
| 0.19631 |  | 0.066548 |  | 0.14406 |  | 0.065459 |  | 0.073091 |  | 0.062586
| 0.1959 |  | 0.06542 |  | 0.14396 |  | 0.065286 |  | 0.073122 |  | 0.062402
| 0.1964 |  | 0.06542 |  | 0.14311 |  | 0.065138 |  | 0.072754 |  | 0.062442
| 0.19753 |  | 0.06542 |  | 0.14353 |  | 0.064897 |  | 0.072192 |  | 0.062283
| 0.19715 |  | 0.065438 |  | 0.1437 |  | 0.064718 |  | 0.072043 |  | 0.062116
| 0.19607 |  | 0.06542 |  | 0.14243 |  | 0.064411 |  | 0.07198 |  | 0.062017
| 0.19565 |  | 0.065438 |  | 0.1421 |  | 0.064205 |  | 0.071807 |  | 0.06175
| 0.19528 |  | 0.065438 |  | 0.14238 |  | 0.064037 |  | 0.071503 |  | 0.061619
| 0.19489 |  | 0.065438 |  | 0.14178 |  | 0.063761 |  | 0.071261 |  | 0.061642
| 0.19456 |  | 0.065438 |  | 0.142 |  | 0.063517 |  | 0.07101 |  | 0.061498
| 0.19468 |  | 0.064327 |  | 0.14208 |  | 0.063294 |  | 0.070973 |  | 0.061329
| 0.19477 |  | 0.063181 |  | 0.14136 |  | 0.063009 |  | 0.070498 |  | 0.061055
| 0.19391 |  | 0.063198 |  | 0.14176 |  | 0.062745 |  | 0.070042 |  | 0.060702
| 0.19313 |  | 0.063181 |  | 0.14184 |  | 0.062503 |  | 0.070063 |  | 0.060397
| 0.19232 |  | 0.063198 |  | 0.14066 |  | 0.062252 |  | 0.069758 |  | 0.060283
| 0.19178 |  | 0.063198 |  | 0.1401 |  | 0.061914 |  | 0.068989 |  | 0.059946
| 0.1919 |  | 0.063215 |  | 0.13919 |  | 0.061657 |  | 0.068898 |  | 0.059857
| 0.19182 |  | 0.063198 |  | 0.13874 |  | 0.061346 |  | 0.069054 |  | 0.059763
| 0.19027 |  | 0.063215 |  | 0.13963 |  | 0.060777 |  | 0.068401 |  | 0.059122
| 0.18908 |  | 0.063198 |  | 0.1388 |  | 0.060435 |  | 0.067706 |  | 0.058724
| 0.18833 |  | 0.062087 |  | 0.13876 |  | 0.060156 |  | 0.067324 |  | 0.058434
| 0.18794 |  | 0.060958 |  | 0.13914 |  | 0.059899 |  | 0.067147 |  | 0.058448
| 0.18816 |  | 0.060958 |  | 0.13819 |  | 0.05962 |  | 0.066918 |  | 0.058063
| 0.1875 |  | 0.060974 |  | 0.1373 |  | 0.059311 |  | 0.0665 |  | 0.057686
| 0.18602 |  | 0.060958 |  | 0.13641 |  | 0.058934 |  | 0.066059 |  | 0.057392
| 0.18536 |  | 0.060974 |  | 0.13573 |  | 0.058633 |  | 0.066054 |  | 0.057122
| 0.18576 |  | 0.060974 |  | 0.13567 |  | 0.058394 |  | 0.065544 |  | 0.056835
| 0.18539 |  | 0.059845 |  | 0.13601 |  | 0.058064 |  | 0.064492 |  | 0.05635
| 0.18419 |  | 0.058716 |  | 0.1364 |  | 0.057696 |  | 0.064374 |  | 0.0557
| 0.1834 |  | 0.058716 |  | 0.13602 |  | 0.057324 |  | 0.064636 |  | 0.055569
| 0.18249 |  | 0.058732 |  | 0.13588 |  | 0.057002 |  | 0.064602 |  | 0.055836
| 0.18148 |  | 0.058716 |  | 0.13573 |  | 0.056678 |  | 0.064022 |  | 0.055496
| 0.18029 |  | 0.058732 |  | 0.13441 |  | 0.056123 |  | 0.063228 |  | 0.055054
| 0.17929 |  | 0.058732 |  | 0.1334 |  | 0.055771 |  | 0.063113 |  | 0.05478
| 0.17872 |  | 0.057602 |  | 0.13301 |  | 0.055563 |  | 0.062567 |  | 0.054255
| 0.17756 |  | 0.056473 |  | 0.13327 |  | 0.05511 |  | 0.062006 |  | 0.053729
| 0.17685 |  | 0.056473 |  | 0.13349 |  | 0.054724 |  | 0.061745 |  | 0.053269
| 0.17606 |  | 0.056488 |  | 0.13341 |  | 0.054317 |  | 0.061152 |  | 0.05289
| 0.17655 |  | 0.056473 |  | 0.13262 |  | 0.054366 |  | 0.061115 |  | 0.053312
| 0.17662 |  | 0.056488 |  | 0.13211 |  | 0.054227 |  | 0.06113 |  | 0.053365
| 0.17501 |  | 0.056488 |  | 0.13192 |  | 0.053724 |  | 0.060588 |  | 0.052509
| 0.17361 |  | 0.056488 |  | 0.13161 |  | 0.053401 |  | 0.060115 |  | 0.052046
| 0.17172 |  | 0.055373 |  | 0.13123 |  | 0.052833 |  | 0.059491 |  | 0.051692
| 0.17203 |  | 0.055358 |  | 0.13068 |  | 0.052824 |  | 0.05925 |  | 0.051552
| 0.17241 |  | 0.055373 |  | 0.13101 |  | 0.052808 |  | 0.05919 |  | 0.051497
| 0.1717 |  | 0.054229 |  | 0.13097 |  | 0.052415 |  | 0.059182 |  | 0.051499
| 0.17057 |  | 0.054243 |  | 0.13028 |  | 0.052031 |  | 0.058822 |  | 0.051174
| 0.16866 |  | 0.054243 |  | 0.13001 |  | 0.051585 |  | 0.05811 |  | 0.050644
| 0.16827 |  | 0.054243 |  | 0.12974 |  | 0.051359 |  | 0.057937 |  | 0.050428
| 0.16774 |  | 0.054258 |  | 0.12926 |  | 0.051164 |  | 0.057744 |  | 0.050093
| 0.16647 |  | 0.053113 |  | 0.12898 |  | 0.05086 |  | 0.05746 |  | 0.050072
| 0.16697 |  | 0.053127 |  | 0.12906 |  | 0.050799 |  | 0.057198 |  | 0.049922
| 0.16693 |  | 0.053127 |  | 0.12918 |  | 0.05058 |  | 0.056912 |  | 0.049714
| 0.16516 |  | 0.051997 |  | 0.12898 |  | 0.050027 |  | 0.056336 |  | 0.049111
| 0.16525 |  | 0.051997 |  | 0.12829 |  | 0.049973 |  | 0.0563 |  | 0.048884
| 0.16458 |  | 0.050867 |  | 0.12787 |  | 0.049503 |  | 0.055999 |  | 0.048483
| 0.16256 |  | 0.049736 |  | 0.12784 |  | 0.048859 |  | 0.055407 |  | 0.047891
| 0.16126 |  | 0.04975 |  | 0.12696 |  | 0.048575 |  | 0.054938 |  | 0.047864
| 0.16159 |  | 0.04975 |  | 0.12523 |  | 0.04854 |  | 0.054893 |  | 0.048072
| 0.16142 |  | 0.04975 |  | 0.12298 |  | 0.048323 |  | 0.054609 |  | 0.047734
| 0.15975 |  | 0.04975 |  | 0.12144 |  | 0.047867 |  | 0.053701 |  | 0.046843
| 0.15869 |  | 0.04975 |  | 0.1217 |  | 0.047528 |  | 0.053199 |  | 0.04667
| 0.15815 |  | 0.04975 |  | 0.12265 |  | 0.04724 |  | 0.05326 |  | 0.046502
| 0.15744 |  | 0.049763 |  | 0.12309 |  | 0.046968 |  | 0.053422 |  | 0.046438
| 0.15565 |  | 0.048619 |  | 0.12306 |  | 0.046486 |  | 0.05275 |  | 0.046116
| 0.15612 |  | 0.048632 |  | 0.12297 |  | 0.046543 |  | 0.052707 |  | 0.045815
| 0.15537 |  | 0.048632 |  | 0.12316 |  | 0.046164 |  | 0.052198 |  | 0.04543
| 0.1542 |  | 0.047501 |  | 0.12331 |  | 0.04564 |  | 0.051417 |  | 0.044942
| 0.15395 |  | 0.047501 |  | 0.12296 |  | 0.045413 |  | 0.051159 |  | 0.044774
| 0.15031 |  | 0.046383 |  | 0.12286 |  | 0.044555 |  | 0.050591 |  | 0.044265
| 0.15023 |  | 0.04637 |  | 0.12293 |  | 0.044599 |  | 0.050893 |  | 0.044217
| 0.15161 |  | 0.047514 |  | 0.12312 |  | 0.044645 |  | 0.051037 |  | 0.044052
| 0.15177 |  | 0.047514 |  | 0.12366 |  | 0.044486 |  | 0.050961 |  | 0.043898
| 0.15236 |  | 0.047514 |  | 0.12404 |  | 0.044686 |  | 0.051189 |  | 0.044226
| 0.15207 |  | 0.047514 |  | 0.12467 |  | 0.044491 |  | 0.051029 |  | 0.043952
| 0.15182 |  | 0.046383 |  | 0.12581 |  | 0.04434 |  | 0.050381 |  | 0.043748
| 0.1509 |  | 0.045264 |  | 0.12651 |  | 0.044069 |  | 0.050074 |  | 0.043676
| 0.15045 |  | 0.045251 |  | 0.12668 |  | 0.043905 |  | 0.050049 |  | 0.043548
| 0.14798 |  | 0.045264 |  | 0.12641 |  | 0.043269 |  | 0.049175 |  | 0.042886
| 0.14571 |  | 0.045264 |  | 0.12609 |  | 0.04266 |  | 0.048788 |  | 0.042095
| 0.14633 |  | 0.045264 |  | 0.12589 |  | 0.042802 |  | 0.049059 |  | 0.042142
| 0.14548 |  | 0.044132 |  | 0.12492 |  | 0.042604 |  | 0.048449 |  | 0.042094
| 0.14372 |  | 0.043012 |  | 0.12332 |  | 0.042116 |  | 0.047697 |  | 0.041871
| 0.14367 |  | 0.043 |  | 0.12163 |  | 0.042151 |  | 0.047465 |  | 0.04175
| 0.14292 |  | 0.043012 |  | 0.12063 |  | 0.041892 |  | 0.046931 |  | 0.041402
| 0.14088 |  | 0.043012 |  | 0.12034 |  | 0.041245 |  | 0.046332 |  | 0.040782
| 0.14093 |  | 0.043012 |  | 0.12003 |  | 0.041229 |  | 0.046311 |  | 0.040654
| 0.1412 |  | 0.043012 |  | 0.11989 |  | 0.041437 |  | 0.046221 |  | 0.041122
| 0.14132 |  | 0.043012 |  | 0.11933 |  | 0.041614 |  | 0.046372 |  | 0.04127
| 0.14091 |  | 0.043024 |  | 0.11906 |  | 0.04129 |  | 0.046341 |  | 0.040962
| 0.13957 |  | 0.043012 |  | 0.11895 |  | 0.040789 |  | 0.0462 |  | 0.040404
| 0.138 |  | 0.041891 |  | 0.11833 |  | 0.040617 |  | 0.045726 |  | 0.039923
| 0.13623 |  | 0.040759 |  | 0.11819 |  | 0.040217 |  | 0.044908 |  | 0.039663
| 0.13481 |  | 0.040759 |  | 0.11804 |  | 0.03967 |  | 0.04462 |  | 0.039078
| 0.13423 |  | 0.040759 |  | 0.1173 |  | 0.039247 |  | 0.04399 |  | 0.038505
| 0.13387 |  | 0.04077 |  | 0.11733 |  | 0.038929 |  | 0.043598 |  | 0.038145
| 0.13347 |  | 0.040759 |  | 0.11782 |  | 0.038948 |  | 0.043979 |  | 0.03814
| 0.13345 |  | 0.04077 |  | 0.11752 |  | 0.038973 |  | 0.04391 |  | 0.038314
| 0.13349 |  | 0.04077 |  | 0.11574 |  | 0.03873 |  | 0.043876 |  | 0.038253
| 0.13377 |  | 0.040759 |  | 0.11509 |  | 0.038747 |  | 0.044196 |  | 0.038348
| 0.13287 |  | 0.040781 |  | 0.11601 |  | 0.038504 |  | 0.043934 |  | 0.038035
| 0.13274 |  | 0.04077 |  | 0.11525 |  | 0.038328 |  | 0.043653 |  | 0.037809
| 0.132 |  | 0.039638 |  | 0.11493 |  | 0.038266 |  | 0.043556 |  | 0.037819
| 0.12926 |  | 0.038516 |  | 0.11533 |  | 0.03754 |  | 0.04273 |  | 0.037149
| 0.12844 |  | 0.038516 |  | 0.11472 |  | 0.03728 |  | 0.042414 |  | 0.03685
| 0.1297 |  | 0.038505 |  | 0.1142 |  | 0.037597 |  | 0.042964 |  | 0.036969
| 0.13081 |  | 0.038516 |  | 0.11341 |  | 0.037848 |  | 0.04314 |  | 0.037074
| 0.13112 |  | 0.039659 |  | 0.1127 |  | 0.037993 |  | 0.043097 |  | 0.037271
| 0.13072 |  | 0.039648 |  | 0.11272 |  | 0.037808 |  | 0.042663 |  | 0.037406
| 0.13026 |  | 0.038516 |  | 0.11247 |  | 0.037592 |  | 0.042492 |  | 0.037276
| 0.12973 |  | 0.038526 |  | 0.11266 |  | 0.037499 |  | 0.042613 |  | 0.03687
| 0.12904 |  | 0.038526 |  | 0.11288 |  | 0.037294 |  | 0.042592 |  | 0.036655
| 0.12804 |  | 0.038526 |  | 0.11253 |  | 0.036991 |  | 0.042188 |  | 0.036636
| 0.12747 |  | 0.038526 |  | 0.11245 |  | 0.036896 |  | 0.041963 |  | 0.036628
| 0.12768 |  | 0.038526 |  | 0.1128 |  | 0.036967 |  | 0.042111 |  | 0.03645
| 0.12723 |  | 0.038526 |  | 0.11243 |  | 0.036808 |  | 0.041786 |  | 0.036082
| 0.12566 |  | 0.037403 |  | 0.11156 |  | 0.036248 |  | 0.040837 |  | 0.035677
| 0.12627 |  | 0.037403 |  | 0.11142 |  | 0.036167 |  | 0.04097 |  | 0.035821
| 0.12642 |  | 0.037393 |  | 0.11159 |  | 0.036274 |  | 0.041352 |  | 0.035784
| 0.12523 |  | 0.03627 |  | 0.11131 |  | 0.036018 |  | 0.041123 |  | 0.035472
| 0.12475 |  | 0.036279 |  | 0.11055 |  | 0.035704 |  | 0.040598 |  | 0.035005
| 0.12458 |  | 0.03627 |  | 0.10981 |  | 0.035715 |  | 0.040237 |  | 0.034901
| 0.12458 |  | 0.03627 |  | 0.10947 |  | 0.035694 |  | 0.040353 |  | 0.035131
| 0.12307 |  | 0.036279 |  | 0.10952 |  | 0.035257 |  | 0.040006 |  | 0.034796
| 0.12195 |  | 0.036279 |  | 0.10936 |  | 0.03494 |  | 0.03966 |  | 0.034646
| 0.12167 |  | 0.03627 |  | 0.1092 |  | 0.034791 |  | 0.039505 |  | 0.03424
| 0.12092 |  | 0.036279 |  | 0.10856 |  | 0.034606 |  | 0.03941 |  | 0.033948
| 0.12019 |  | 0.036289 |  | 0.10759 |  | 0.034439 |  | 0.039289 |  | 0.033981
| 0.11944 |  | 0.035146 |  | 0.1071 |  | 0.03415 |  | 0.03902 |  | 0.03359
| 0.11813 |  | 0.034012 |  | 0.10661 |  | 0.033743 |  | 0.038367 |  | 0.033212
| 0.11768 |  | 0.034021 |  | 0.10648 |  | 0.033712 |  | 0.038179 |  | 0.033082
| 0.11686 |  | 0.034021 |  | 0.10642 |  | 0.033495 |  | 0.038017 |  | 0.032867
| 0.11581 |  | 0.034021 |  | 0.10691 |  | 0.033124 |  | 0.03754 |  | 0.032729
| 0.11517 |  | 0.034021 |  | 0.10699 |  | 0.032877 |  | 0.037398 |  | 0.032721
| 0.11376 |  | 0.034021 |  | 0.10622 |  | 0.03255 |  | 0.036935 |  | 0.032189
| 0.11349 |  | 0.032896 |  | 0.10606 |  | 0.03236 |  | 0.036377 |  | 0.031623
| 0.11393 |  | 0.032887 |  | 0.10551 |  | 0.032449 |  | 0.036544 |  | 0.031869
| 0.11405 |  | 0.032896 |  | 0.10461 |  | 0.032446 |  | 0.036852 |  | 0.032047
| 0.113 |  | 0.031761 |  | 0.10396 |  | 0.03207 |  | 0.036579 |  | 0.031709
| 0.11104 |  | 0.031761 |  | 0.10343 |  | 0.031744 |  | 0.036083 |  | 0.031199
| 0.11029 |  | 0.031761 |  | 0.10311 |  | 0.031504 |  | 0.03584 |  | 0.030909
| 0.10986 |  | 0.031761 |  | 0.10281 |  | 0.031301 |  | 0.035645 |  | 0.031158
| 0.10937 |  | 0.031761 |  | 0.10242 |  | 0.031108 |  | 0.035344 |  | 0.031031
| 0.109 |  | 0.03177 |  | 0.102 |  | 0.030901 |  | 0.035143 |  | 0.030696
| 0.10802 |  | 0.03177 |  | 0.10161 |  | 0.030664 |  | 0.0348 |  | 0.030451
| 0.10722 |  | 0.03177 |  | 0.10125 |  | 0.030485 |  | 0.034696 |  | 0.030074
| 0.10661 |  | 0.03177 |  | 0.10083 |  | 0.030299 |  | 0.034706 |  | 0.029825
| 0.10601 |  | 0.03177 |  | 0.10051 |  | 0.030132 |  | 0.034508 |  | 0.030046
| 0.10542 |  | 0.030635 |  | 0.10014 |  | 0.029968 |  | 0.034052 |  | 0.030041
| 0.10548 |  | 0.029509 |  | 0.099751 |  | 0.029796 |  | 0.033698 |  | 0.029607
| 0.10485 |  | 0.029501 |  | 0.099401 |  | 0.02963 |  | 0.033629 |  | 0.029466
| 0.10426 |  | 0.029509 |  | 0.098944 |  | 0.029484 |  | 0.033605 |  | 0.029537
| 0.10407 |  | 0.029509 |  | 0.098363 |  | 0.029367 |  | 0.033483 |  | 0.029393
| 0.10357 |  | 0.029509 |  | 0.097877 |  | 0.029232 |  | 0.033044 |  | 0.029037
| 0.10322 |  | 0.029509 |  | 0.097605 |  | 0.029085 |  | 0.032928 |  | 0.028876
| 0.10215 |  | 0.029517 |  | 0.097303 |  | 0.028959 |  | 0.032904 |  | 0.028968
| 0.10151 |  | 0.029509 |  | 0.096915 |  | 0.028787 |  | 0.032731 |  | 0.028845
| 0.10168 |  | 0.029517 |  | 0.096473 |  | 0.028664 |  | 0.032562 |  | 0.028726
| 0.10156 |  | 0.029517 |  | 0.096015 |  | 0.02859 |  | 0.032461 |  | 0.028757
| 0.10125 |  | 0.029517 |  | 0.095618 |  | 0.028451 |  | 0.03225 |  | 0.028519
| 0.1002 |  | 0.028381 |  | 0.095161 |  | 0.028219 |  | 0.031925 |  | 0.028148
| 0.099313 |  | 0.028381 |  | 0.094742 |  | 0.02806 |  | 0.031929 |  | 0.028167
| 0.099687 |  | 0.028381 |  | 0.09419 |  | 0.027952 |  | 0.03175 |  | 0.027999
| 0.099504 |  | 0.027253 |  | 0.093705 |  | 0.027773 |  | 0.031499 |  | 0.027861
| 0.098438 |  | 0.027253 |  | 0.093448 |  | 0.027551 |  | 0.031298 |  | 0.027765
| 0.097836 |  | 0.027253 |  | 0.093154 |  | 0.027408 |  | 0.031143 |  | 0.027534
| 0.097679 |  | 0.027253 |  | 0.092758 |  | 0.027333 |  | 0.031039 |  | 0.027494
| 0.097108 |  | 0.027253 |  | 0.092324 |  | 0.027174 |  | 0.030894 |  | 0.027158
| 0.096275 |  | 0.027253 |  | 0.091814 |  | 0.026997 |  | 0.030838 |  | 0.026804
| 0.095741 |  | 0.027261 |  | 0.091282 |  | 0.026842 |  | 0.030686 |  | 0.026764
| 0.095151 |  | 0.027253 |  | 0.090793 |  | 0.026664 |  | 0.030307 |  | 0.026821
| 0.094582 |  | 0.027261 |  | 0.090054 |  | 0.026545 |  | 0.030182 |  | 0.02669
| 0.094206 |  | 0.027261 |  | 0.089545 |  | 0.026388 |  | 0.029992 |  | 0.026352
| 0.093615 |  | 0.027261 |  | 0.089409 |  | 0.026182 |  | 0.029674 |  | 0.026248
| 0.092596 |  | 0.026125 |  | 0.089129 |  | 0.026009 |  | 0.029381 |  | 0.026179
| 0.092073 |  | 0.024989 |  | 0.088741 |  | 0.025912 |  | 0.029268 |  | 0.02609
| 0.092065 |  | 0.024996 |  | 0.088301 |  | 0.025784 |  | 0.029434 |  | 0.025963
| 0.091227 |  | 0.024996 |  | 0.087838 |  | 0.025616 |  | 0.029368 |  | 0.025768
| 0.090535 |  | 0.024989 |  | 0.087353 |  | 0.025433 |  | 0.029183 |  | 0.02563
| 0.090507 |  | 0.024996 |  | 0.087004 |  | 0.025273 |  | 0.028928 |  | 0.025424
| 0.090101 |  | 0.024996 |  | 0.086521 |  | 0.025125 |  | 0.028678 |  | 0.025445
| 0.089903 |  | 0.025002 |  | 0.086057 |  | 0.024947 |  | 0.028629 |  | 0.025142
| 0.089038 |  | 0.024996 |  | 0.085782 |  | 0.024777 |  | 0.02842 |  | 0.024859
| 0.088179 |  | 0.024996 |  | 0.085366 |  | 0.024671 |  | 0.028049 |  | 0.024874
| 0.087942 |  | 0.025002 |  | 0.084904 |  | 0.024567 |  | 0.027904 |  | 0.024802
| 0.087371 |  | 0.025002 |  | 0.084651 |  | 0.024397 |  | 0.027765 |  | 0.024786
| 0.086873 |  | 0.025002 |  | 0.084234 |  | 0.02423 |  | 0.027651 |  | 0.024518
| 0.086532 |  | 0.025002 |  | 0.083864 |  | 0.024069 |  | 0.027598 |  | 0.024467
| 0.086127 |  | 0.023866 |  | 0.083448 |  | 0.023944 |  | 0.02727 |  | 0.024632
| 0.085369 |  | 0.022736 |  | 0.082959 |  | 0.023783 |  | 0.027215 |  | 0.024253
| 0.084999 |  | 0.02273 |  | 0.082685 |  | 0.023634 |  | 0.027174 |  | 0.023942
| 0.084397 |  | 0.022736 |  | 0.082361 |  | 0.023537 |  | 0.026751 |  | 0.023921
| 0.083389 |  | 0.022736 |  | 0.081945 |  | 0.023401 |  | 0.026625 |  | 0.023662
| 0.083205 |  | 0.022736 |  | 0.081506 |  | 0.023273 |  | 0.026345 |  | 0.023404
| 0.083121 |  | 0.022736 |  | 0.081066 |  | 0.023124 |  | 0.026183 |  | 0.023248
| 0.082394 |  | 0.022736 |  | 0.080674 |  | 0.022983 |  | 0.026346 |  | 0.023399
| 0.081802 |  | 0.022742 |  | 0.08021 |  | 0.022852 |  | 0.02616 |  | 0.023444
| 0.081546 |  | 0.022736 |  | 0.079792 |  | 0.022703 |  | 0.026027 |  | 0.023253
| 0.080809 |  | 0.022742 |  | 0.07947 |  | 0.022575 |  | 0.025832 |  | 0.023047
| 0.08005 |  | 0.022742 |  | 0.079123 |  | 0.022441 |  | 0.025667 |  | 0.022836
| 0.079932 |  | 0.022742 |  | 0.078752 |  | 0.022304 |  | 0.025414 |  | 0.022681
| 0.079904 |  | 0.022742 |  | 0.078335 |  | 0.022169 |  | 0.02531 |  | 0.022521
| 0.079407 |  | 0.02161 |  | 0.078012 |  | 0.022051 |  | 0.025456 |  | 0.022459
| 0.078642 |  | 0.020468 |  | 0.077572 |  | 0.021956 |  | 0.025108 |  | 0.022313
| 0.078045 |  | 0.020473 |  | 0.077156 |  | 0.021846 |  | 0.024944 |  | 0.0222
| 0.077541 |  | 0.020473 |  | 0.076715 |  | 0.021708 |  | 0.025001 |  | 0.022262
| 0.076887 |  | 0.020468 |  | 0.076321 |  | 0.021573 |  | 0.024753 |  | 0.022039
| 0.076472 |  | 0.020479 |  | 0.075928 |  | 0.021441 |  | 0.024525 |  | 0.021769
| 0.075847 |  | 0.020473 |  | 0.075558 |  | 0.021342 |  | 0.024517 |  | 0.021752
| 0.075509 |  | 0.020473 |  | 0.075328 |  | 0.021197 |  | 0.024321 |  | 0.021518
| 0.075168 |  | 0.020479 |  | 0.07498 |  | 0.021054 |  | 0.024119 |  | 0.02121
| 0.074423 |  | 0.020473 |  | 0.074516 |  | 0.020976 |  | 0.024115 |  | 0.021083
| 0.074414 |  | 0.020479 |  | 0.074169 |  | 0.020845 |  | 0.023624 |  | 0.021128
| 0.074434 |  | 0.020479 |  | 0.073799 |  | 0.020761 |  | 0.023338 |  | 0.021115
| 0.073796 |  | 0.020479 |  | 0.073359 |  | 0.020657 |  | 0.023537 |  | 0.020952
| 0.073449 |  | 0.020479 |  | 0.072989 |  | 0.020526 |  | 0.023459 |  | 0.020634
| 0.073282 |  | 0.020484 |  | 0.072617 |  | 0.020428 |  | 0.02335 |  | 0.020553
| 0.072404 |  | 0.020479 |  | 0.072223 |  | 0.020241 |  | 0.023236 |  | 0.020602
| 0.071952 |  | 0.020484 |  | 0.071899 |  | 0.020129 |  | 0.023085 |  | 0.020349
| 0.071427 |  | 0.020484 |  | 0.071436 |  | 0.020048 |  | 0.022934 |  | 0.020272
| 0.070597 |  | 0.019346 |  | 0.070994 |  | 0.01993 |  | 0.022682 |  | 0.020292
| 0.070327 |  | 0.018208 |  | 0.070646 |  | 0.019815 |  | 0.022634 |  | 0.020275
| 0.070118 |  | 0.018208 |  | 0.070276 |  | 0.019697 |  | 0.022642 |  | 0.020057
| 0.06986 |  | 0.018213 |  | 0.069905 |  | 0.019595 |  | 0.022367 |  | 0.01991
| 0.069793 |  | 0.018208 |  | 0.069535 |  | 0.019469 |  | 0.022209 |  | 0.019904
| 0.069136 |  | 0.018213 |  | 0.06914 |  | 0.019349 |  | 0.022154 |  | 0.019662
| 0.068035 |  | 0.018213 |  | 0.068862 |  | 0.019237 |  | 0.022012 |  | 0.019537
| 0.067951 |  | 0.018213 |  | 0.068631 |  | 0.019105 |  | 0.021818 |  | 0.019572
| 0.067941 |  | 0.018213 |  | 0.068261 |  | 0.018967 |  | 0.021777 |  | 0.019466
| 0.067066 |  | 0.018213 |  | 0.06775 |  | 0.018837 |  | 0.021743 |  | 0.019139
| 0.066312 |  | 0.018218 |  | 0.067356 |  | 0.01872 |  | 0.02144 |  | 0.018957
| 0.066013 |  | 0.018213 |  | 0.067054 |  | 0.018562 |  | 0.021249 |  | 0.019004
| 0.065404 |  | 0.018218 |  | 0.066703 |  | 0.018465 |  | 0.021279 |  | 0.018811
| 0.064918 |  | 0.018218 |  | 0.066359 |  | 0.018391 |  | 0.020998 |  | 0.018539
| 0.064887 |  | 0.018218 |  | 0.066058 |  | 0.018293 |  | 0.020777 |  | 0.018458
| 0.064334 |  | 0.018218 |  | 0.065664 |  | 0.018152 |  | 0.020709 |  | 0.018405
| 0.063741 |  | 0.018218 |  | 0.065293 |  | 0.018015 |  | 0.020298 |  | 0.018487
| 0.063495 |  | 0.018223 |  | 0.064968 |  | 0.017921 |  | 0.020194 |  | 0.018264
| 0.062743 |  | 0.017079 |  | 0.064619 |  | 0.017774 |  | 0.020232 |  | 0.018061
| 0.062416 |  | 0.015945 |  | 0.064269 |  | 0.017688 |  | 0.020189 |  | 0.018123
| 0.062431 |  | 0.015945 |  | 0.063924 |  | 0.01761 |  | 0.020269 |  | 0.018033
| 0.061803 |  | 0.015945 |  | 0.06353 |  | 0.017446 |  | 0.020008 |  | 0.017881
| 0.061107 |  | 0.015945 |  | 0.063134 |  | 0.017332 |  | 0.019747 |  | 0.017633
| 0.060825 |  | 0.015949 |  | 0.062692 |  | 0.017301 |  | 0.019697 |  | 0.017492
| 0.060809 |  | 0.015945 |  | 0.062248 |  | 0.017137 |  | 0.019581 |  | 0.017422
| 0.060979 |  | 0.015949 |  | 0.061903 |  | 0.016996 |  | 0.019427 |  | 0.017169
| 0.060708 |  | 0.015945 |  | 0.061602 |  | 0.016912 |  | 0.019137 |  | 0.016996
| 0.059444 |  | 0.015949 |  | 0.061227 |  | 0.016829 |  | 0.019061 |  | 0.017145
| 0.059014 |  | 0.015949 |  | 0.060904 |  | 0.016725 |  | 0.019196 |  | 0.017231
| 0.059334 |  | 0.015953 |  | 0.06065 |  | 0.016639 |  | 0.019405 |  | 0.01709
| 0.058752 |  | 0.015949 |  | 0.060393 |  | 0.016533 |  | 0.01899 |  | 0.016887
| 0.058051 |  | 0.015953 |  | 0.060095 |  | 0.016411 |  | 0.018525 |  | 0.016734
| 0.05762 |  | 0.015949 |  | 0.05977 |  | 0.016311 |  | 0.018521 |  | 0.016855
| 0.057312 |  | 0.015953 |  | 0.059372 |  | 0.016187 |  | 0.018382 |  | 0.01673
| 0.057243 |  | 0.015953 |  | 0.059025 |  | 0.016095 |  | 0.018472 |  | 0.016459
| 0.056783 |  | 0.015953 |  | 0.058745 |  | 0.016 |  | 0.018513 |  | 0.016406
| 0.056135 |  | 0.015953 |  | 0.058399 |  | 0.015919 |  | 0.018276 |  | 0.016261
| 0.055653 |  | 0.014818 |  | 0.057932 |  | 0.015839 |  | 0.018347 |  | 0.016111
| 0.055273 |  | 0.014814 |  | 0.057586 |  | 0.015689 |  | 0.018239 |  | 0.015921
| 0.055001 |  | 0.015958 |  | 0.057375 |  | 0.015566 |  | 0.017921 |  | 0.015989
| 0.05457 |  | 0.014818 |  | 0.057075 |  | 0.015477 |  | 0.017853 |  | 0.015982
| 0.053948 |  | 0.013674 |  | 0.05656 |  | 0.015367 |  | 0.017595 |  | 0.015684
| 0.053598 |  | 0.013682 |  | 0.055769 |  | 0.0153 |  | 0.01756 |  | 0.015512
| 0.053396 |  | 0.013678 |  | 0.055489 |  | 0.015193 |  | 0.017486 |  | 0.01555
| 0.052808 |  | 0.013678 |  | 0.05519 |  | 0.01506 |  | 0.017154 |  | 0.015475
| 0.052274 |  | 0.013682 |  | 0.054744 |  | 0.015011 |  | 0.017097 |  | 0.01527
| 0.052515 |  | 0.013678 |  | 0.054256 |  | 0.01493 |  | 0.017068 |  | 0.015214
| 0.052549 |  | 0.013682 |  | 0.054027 |  | 0.014846 |  | 0.016783 |  | 0.014935
| 0.051684 |  | 0.013682 |  | 0.05391 |  | 0.01475 |  | 0.016571 |  | 0.01473
| 0.051305 |  | 0.013682 |  | 0.053631 |  | 0.014654 |  | 0.016785 |  | 0.014812
| 0.050872 |  | 0.013682 |  | 0.053235 |  | 0.014587 |  | 0.016891 |  | 0.014777
| 0.050306 |  | 0.013685 |  | 0.052958 |  | 0.01451 |  | 0.016788 |  | 0.01482
| 0.05016 |  | 0.013682 |  | 0.052747 |  | 0.014396 |  | 0.016446 |  | 0.014727
| 0.049988 |  | 0.013685 |  | 0.052399 |  | 0.014297 |  | 0.016159 |  | 0.014369
| 0.049507 |  | 0.013685 |  | 0.051956 |  | 0.01429 |  | 0.016175 |  | 0.01428
| 0.048444 |  | 0.013685 |  | 0.051584 |  | 0.014044 |  | 0.015937 |  | 0.014144
| 0.048603 |  | 0.013685 |  | 0.051328 |  | 0.013968 |  | 0.015928 |  | 0.013973
| 0.04867 |  | 0.013685 |  | 0.051096 |  | 0.013876 |  | 0.015823 |  | 0.013927
| 0.047897 |  | 0.013689 |  | 0.05077 |  | 0.013764 |  | 0.015795 |  | 0.014011
| 0.047482 |  | 0.013685 |  | 0.050351 |  | 0.013673 |  | 0.015722 |  | 0.013865
| 0.047268 |  | 0.012548 |  | 0.049931 |  | 0.013576 |  | 0.015518 |  | 0.013955
| 0.046702 |  | 0.011407 |  | 0.049629 |  | 0.01346 |  | 0.015515 |  | 0.013737
| 0.046317 |  | 0.011407 |  | 0.049421 |  | 0.013372 |  | 0.01538 |  | 0.013445
| 0.045962 |  | 0.011407 |  | 0.049141 |  | 0.013316 |  | 0.015067 |  | 0.013513
| 0.045434 |  | 0.011407 |  | 0.048863 |  | 0.013243 |  | 0.015042 |  | 0.013505
| 0.045195 |  | 0.011411 |  | 0.04849 |  | 0.013161 |  | 0.015132 |  | 0.01351
| 0.045322 |  | 0.011407 |  | 0.048256 |  | 0.013087 |  | 0.014857 |  | 0.013425
| 0.045038 |  | 0.011411 |  | 0.048097 |  | 0.013017 |  | 0.014683 |  | 0.013304
| 0.044712 |  | 0.011411 |  | 0.047793 |  | 0.012952 |  | 0.014859 |  | 0.013116
| 0.044238 |  | 0.011411 |  | 0.047443 |  | 0.01286 |  | 0.014802 |  | 0.013069
| 0.043669 |  | 0.011411 |  | 0.047162 |  | 0.012757 |  | 0.014626 |  | 0.013114
| 0.0434 |  | 0.011411 |  | 0.046862 |  | 0.012657 |  | 0.014461 |  | 0.013096
| 0.043251 |  | 0.011411 |  | 0.046558 |  | 0.01255 |  | 0.014446 |  | 0.012931
| 0.043219 |  | 0.011414 |  | 0.046234 |  | 0.012517 |  | 0.01458 |  | 0.012782
| 0.042866 |  | 0.011414 |  | 0.045907 |  | 0.012466 |  | 0.014239 |  | 0.012791
| 0.042392 |  | 0.011411 |  | 0.045672 |  | 0.01237 |  | 0.014114 |  | 0.012731
| 0.041976 |  | 0.011414 |  | 0.045557 |  | 0.012302 |  | 0.01423 |  | 0.012748
| 0.041701 |  | 0.011417 |  | 0.045397 |  | 0.012225 |  | 0.013888 |  | 0.012566
| 0.041485 |  | 0.011414 |  | 0.045046 |  | 0.012105 |  | 0.013711 |  | 0.012417
| 0.041593 |  | 0.011414 |  | 0.044582 |  | 0.01205 |  | 0.013869 |  | 0.012511
| 0.041468 |  | 0.011417 |  | 0.044159 |  | 0.012015 |  | 0.01398 |  | 0.012525
| 0.040767 |  | 0.011417 |  | 0.043762 |  | 0.011914 |  | 0.013747 |  | 0.012412
| 0.040577 |  | 0.011414 |  | 0.043436 |  | 0.011798 |  | 0.013445 |  | 0.012203
| 0.040492 |  | 0.011417 |  | 0.043205 |  | 0.011746 |  | 0.013659 |  | 0.012103
| 0.040127 |  | 0.01142 |  | 0.043065 |  | 0.011682 |  | 0.013523 |  | 0.011879
| 0.039962 |  | 0.011417 |  | 0.042903 |  | 0.011597 |  | 0.013058 |  | 0.011613
| 0.039064 |  | 0.011417 |  | 0.042764 |  | 0.011534 |  | 0.013022 |  | 0.011539
| 0.038393 |  | 0.010278 |  | 0.042602 |  | 0.011445 |  | 0.013176 |  | 0.011741
| 0.03866 |  | 0.010278 |  | 0.04237 |  | 0.011362 |  | 0.01309 |  | 0.011923
| 0.038662 |  | 0.010275 |  | 0.04209 |  | 0.011287 |  | 0.01292 |  | 0.011821
| 0.038496 |  | 0.0091357 |  | 0.041857 |  | 0.011221 |  | 0.012949 |  | 0.011568
| 0.03824 |  | 0.0091357 |  | 0.04167 |  | 0.011147 |  | 0.012938 |  | 0.01135
| 0.03781 |  | 0.0091382 |  | 0.041391 |  | 0.011055 |  | 0.012832 |  | 0.011254
| 0.037382 |  | 0.0091357 |  | 0.041086 |  | 0.010955 |  | 0.012667 |  | 0.011241
| 0.037514 |  | 0.0091382 |  | 0.040926 |  | 0.010892 |  | 0.01265 |  | 0.01123
| 0.037184 |  | 0.0091357 |  | 0.040764 |  | 0.010826 |  | 0.012537 |  | 0.011161
| 0.036536 |  | 0.0091382 |  | 0.040484 |  | 0.010759 |  | 0.012297 |  | 0.011094
| 0.03641 |  | 0.0091382 |  | 0.040227 |  | 0.010687 |  | 0.012182 |  | 0.011103
| 0.036153 |  | 0.0091382 |  | 0.039971 |  | 0.010614 |  | 0.012151 |  | 0.01103
| 0.036091 |  | 0.0091406 |  | 0.039665 |  | 0.010543 |  | 0.012237 |  | 0.01078
| 0.036014 |  | 0.0091382 |  | 0.039434 |  | 0.010475 |  | 0.012148 |  | 0.010774
| 0.035615 |  | 0.0091406 |  | 0.039106 |  | 0.010411 |  | 0.012002 |  | 0.010779
| 0.035158 |  | 0.0091382 |  | 0.038782 |  | 0.010321 |  | 0.011914 |  | 0.010562
| 0.03498 |  | 0.0091406 |  | 0.038383 |  | 0.010244 |  | 0.011837 |  | 0.010573
| 0.0344 |  | 0.0091406 |  | 0.038079 |  | 0.010195 |  | 0.011757 |  | 0.01051
| 0.03399 |  | 0.0091406 |  | 0.038011 |  | 0.010144 |  | 0.01162 |  | 0.010449
| 0.034013 |  | 0.0091431 |  | 0.037964 |  | 0.010098 |  | 0.011639 |  | 0.010586
| 0.033219 |  | 0.0091406 |  | 0.037778 |  | 0.010038 |  | 0.011688 |  | 0.010517
| 0.033299 |  | 0.0091431 |  | 0.037498 |  | 0.0099634 |  | 0.011616 |  | 0.010287
| 0.033706 |  | 0.0091406 |  | 0.037219 |  | 0.0098915 |  | 0.0114 |  | 0.010166
| 0.033544 |  | 0.0091431 |  | 0.037009 |  | 0.0098159 |  | 0.011314 |  | 0.010314
| 0.033217 |  | 0.0091431 |  | 0.036847 |  | 0.0097375 |  | 0.011286 |  | 0.010191
| 0.033007 |  | 0.0091431 |  | 0.036614 |  | 0.0096712 |  | 0.011253 |  | 0.0099912
| 0.032859 |  | 0.0091431 |  | 0.036334 |  | 0.0096399 |  | 0.011239 |  | 0.010083
| 0.032795 |  | 0.0091455 |  | 0.036124 |  | 0.009612 |  | 0.01117 |  | 0.0099565
| 0.032688 |  | 0.0091431 |  | 0.035866 |  | 0.0095478 |  | 0.01103 |  | 0.0098439
| 0.032023 |  | 0.0091455 |  | 0.035655 |  | 0.009484 |  | 0.010835 |  | 0.0097783
| 0.031515 |  | 0.0091455 |  | 0.035541 |  | 0.0094378 |  | 0.010741 |  | 0.0095795
| 0.031218 |  | 0.0091455 |  | 0.035355 |  | 0.0093765 |  | 0.010633 |  | 0.0095546
| 0.031369 |  | 0.0091455 |  | 0.035074 |  | 0.0092919 |  | 0.010576 |  | 0.0097357
| 0.031433 |  | 0.0091455 |  | 0.034819 |  | 0.0092279 |  | 0.01062 |  | 0.0097744
| 0.031374 |  | 0.0080045 |  | 0.034631 |  | 0.00918 |  | 0.010526 |  | 0.0096546
| 0.03117 |  | 0.0080023 |  | 0.034468 |  | 0.0091258 |  | 0.010535 |  | 0.0095522
| 0.030491 |  | 0.0080045 |  | 0.034306 |  | 0.0090782 |  | 0.01073 |  | 0.0094681
| 0.030288 |  | 0.006861 |  | 0.034164 |  | 0.0090119 |  | 0.010592 |  | 0.0093568
| 0.030138 |  | 0.006861 |  | 0.033931 |  | 0.0089239 |  | 0.01039 |  | 0.0093423
| 0.029763 |  | 0.006861 |  | 0.033652 |  | 0.0088793 |  | 0.010383 |  | 0.0092832
| 0.029429 |  | 0.006861 |  | 0.033441 |  | 0.0088198 |  | 0.010207 |  | 0.0090465
| 0.029297 |  | 0.006861 |  | 0.033185 |  | 0.0087329 |  | 0.010118 |  | 0.0089552
| 0.029644 |  | 0.0068628 |  | 0.032951 |  | 0.0086997 |  | 0.010206 |  | 0.0090088
| 0.029453 |  | 0.0068628 |  | 0.032836 |  | 0.0086837 |  | 0.010206 |  | 0.008975
| 0.028902 |  | 0.006861 |  | 0.032673 |  | 0.0086262 |  | 0.0099297 |  | 0.0088753
| 0.028687 |  | 0.0068628 |  | 0.032416 |  | 0.0085316 |  | 0.0096488 |  | 0.0087915
| 0.028577 |  | 0.0068628 |  | 0.03218 |  | 0.0084641 |  | 0.0096487 |  | 0.0087397
| 0.028385 |  | 0.0068646 |  | 0.032136 |  | 0.0084473 |  | 0.0096793 |  | 0.0086791
| 0.028105 |  | 0.0068628 |  | 0.031832 |  | 0.008394 |  | 0.0096821 |  | 0.008599
| 0.027366 |  | 0.0068646 |  | 0.031597 |  | 0.0083225 |  | 0.0096337 |  | 0.0086492
| 0.027018 |  | 0.0068628 |  | 0.031435 |  | 0.0082571 |  | 0.0097013 |  | 0.0086833
| 0.02717 |  | 0.0068646 |  | 0.031177 |  | 0.0081952 |  | 0.0095449 |  | 0.0085919
| 0.027092 |  | 0.0068646 |  | 0.031109 |  | 0.0081597 |  | 0.0093036 |  | 0.0085857
| 0.027239 |  | 0.0068646 |  | 0.030875 |  | 0.0081231 |  | 0.0091339 |  | 0.008563
| 0.027401 |  | 0.0068646 |  | 0.030572 |  | 0.0080499 |  | 0.0090919 |  | 0.0084908
| 0.026903 |  | 0.0068665 |  | 0.030384 |  | 0.0080108 |  | 0.009158 |  | 0.0083414
| 0.02679 |  | 0.0068646 |  | 0.030314 |  | 0.0079847 |  | 0.009134 |  | 0.0082931
| 0.026967 |  | 0.0068665 |  | 0.030173 |  | 0.0079536 |  | 0.0092944 |  | 0.008433
| 0.026363 |  | 0.0068646 |  | 0.029893 |  | 0.0079183 |  | 0.0092266 |  | 0.0084064
| 0.025805 |  | 0.0068665 |  | 0.029612 |  | 0.0078727 |  | 0.0090105 |  | 0.0082661
| 0.025718 |  | 0.0068665 |  | 0.029426 |  | 0.0078288 |  | 0.0090555 |  | 0.0081447
| 0.025763 |  | 0.0068683 |  | 0.029169 |  | 0.0077439 |  | 0.008953 |  | 0.0079809
| 0.025489 |  | 0.0068665 |  | 0.028912 |  | 0.0076732 |  | 0.0088326 |  | 0.0078914
| 0.025293 |  | 0.0068665 |  | 0.028796 |  | 0.0076377 |  | 0.0087499 |  | 0.0078746
| 0.025153 |  | 0.0068683 |  | 0.028607 |  | 0.0075897 |  | 0.0085996 |  | 0.0078956
| 0.025021 |  | 0.0068683 |  | 0.028374 |  | 0.0075504 |  | 0.0086329 |  | 0.00789
| 0.024594 |  | 0.0068683 |  | 0.028187 |  | 0.0074944 |  | 0.008553 |  | 0.0079258
| 0.024395 |  | 0.0068683 |  | 0.028023 |  | 0.0074145 |  | 0.008416 |  | 0.0078177
| 0.02435 |  | 0.0068683 |  | 0.027883 |  | 0.0073742 |  | 0.0083172 |  | 0.0076517
| 0.024104 |  | 0.0068683 |  | 0.027767 |  | 0.0073581 |  | 0.008253 |  | 0.0077084
| 0.023903 |  | 0.0068701 |  | 0.027697 |  | 0.007318 |  | 0.0083017 |  | 0.0077666
| 0.023847 |  | 0.0068683 |  | 0.027534 |  | 0.0072814 |  | 0.0084226 |  | 0.0076999
| 0.023763 |  | 0.0068701 |  | 0.0273 |  | 0.0072364 |  | 0.0082979 |  | 0.0074581
| 0.023217 |  | 0.0068701 |  | 0.02709 |  | 0.0071966 |  | 0.0083031 |  | 0.007367
| 0.022996 |  | 0.0068701 |  | 0.026975 |  | 0.0071379 |  | 0.0082595 |  | 0.0073759
| 0.023335 |  | 0.0068701 |  | 0.026809 |  | 0.0071093 |  | 0.0082261 |  | 0.0074218
| 0.023101 |  | 0.0068701 |  | 0.026647 |  | 0.0070695 |  | 0.0082153 |  | 0.0074795
| 0.022749 |  | 0.0068719 |  | 0.026554 |  | 0.0070321 |  | 0.0080556 |  | 0.0074398
| 0.022869 |  | 0.0068701 |  | 0.026413 |  | 0.0069928 |  | 0.0080451 |  | 0.0072949
| 0.022639 |  | 0.0068719 |  | 0.026202 |  | 0.0069359 |  | 0.0077967 |  | 0.0073176
| 0.022319 |  | 0.0057266 |  | 0.026108 |  | 0.006903 |  | 0.0077375 |  | 0.007271
| 0.022501 |  | 0.0057266 |  | 0.025922 |  | 0.0068649 |  | 0.0079449 |  | 0.0071282
| 0.022568 |  | 0.0057266 |  | 0.025664 |  | 0.0068389 |  | 0.00784 |  | 0.0070965
| 0.022004 |  | 0.0057266 |  | 0.025477 |  | 0.0067882 |  | 0.0076783 |  | 0.0069762
| 0.021724 |  | 0.0057281 |  | 0.025338 |  | 0.0067422 |  | 0.0077135 |  | 0.0068398
| 0.021646 |  | 0.0045813 |  | 0.025173 |  | 0.0067046 |  | 0.0077354 |  | 0.0070196
| 0.021393 |  | 0.0045825 |  | 0.024939 |  | 0.0066459 |  | 0.0077835 |  | 0.0073034
| 0.021232 |  | 0.0045825 |  | 0.024753 |  | 0.0065998 |  | 0.007878 |  | 0.0072467
| 0.021163 |  | 0.0045825 |  | 0.024636 |  | 0.0065944 |  | 0.0076542 |  | 0.0069027
| 0.020905 |  | 0.0045825 |  | 0.024543 |  | 0.0065474 |  | 0.0075234 |  | 0.0067499
| 0.020687 |  | 0.0045825 |  | 0.024355 |  | 0.0064887 |  | 0.0075578 |  | 0.0067139
| 0.020727 |  | 0.0045837 |  | 0.02419 |  | 0.0064597 |  | 0.0075303 |  | 0.0066884
| 0.020691 |  | 0.0045825 |  | 0.024049 |  | 0.0063844 |  | 0.0074859 |  | 0.0066043
| 0.02069 |  | 0.0045837 |  | 0.023816 |  | 0.0063531 |  | 0.007331 |  | 0.0065864
| 0.020489 |  | 0.0045837 |  | 0.023676 |  | 0.0063371 |  | 0.0070884 |  | 0.0065133
| 0.020267 |  | 0.0045837 |  | 0.023559 |  | 0.0062958 |  | 0.0070174 |  | 0.0063966
| 0.020216 |  | 0.0045837 |  | 0.02342 |  | 0.0062429 |  | 0.0071322 |  | 0.0065619
| 0.020298 |  | 0.0045837 |  | 0.023302 |  | 0.0062076 |  | 0.0069933 |  | 0.0065917
| 0.020121 |  | 0.0045837 |  | 0.023162 |  | 0.006156 |  | 0.0068708 |  | 0.0065179
| 0.019571 |  | 0.004585 |  | 0.022904 |  | 0.0061081 |  | 0.0069789 |  | 0.0064264
| 0.019433 |  | 0.004585 |  | 0.022717 |  | 0.0061256 |  | 0.0070391 |  | 0.006327
| 0.019551 |  | 0.0045837 |  | 0.022317 |  | 0.0060724 |  | 0.0069791 |  | 0.0064671
| 0.019276 |  | 0.004585 |  | 0.02187 |  | 0.0060213 |  | 0.0068719 |  | 0.0064942
| 0.018934 |  | 0.004585 |  | 0.021918 |  | 0.0060086 |  | 0.0068807 |  | 0.0063809
| 0.018816 |  | 0.004585 |  | 0.022037 |  | 0.0059511 |  | 0.0069266 |  | 0.0062839
| 0.018688 |  | 0.0045862 |  | 0.021991 |  | 0.0059185 |  | 0.0070332 |  | 0.0060177
| 0.018603 |  | 0.004585 |  | 0.021967 |  | 0.0058963 |  | 0.0070104 |  | 0.0058744
| 0.01844 |  | 0.0045862 |  | 0.021828 |  | 0.0058612 |  | 0.0068169 |  | 0.0059802
| 0.018555 |  | 0.0045862 |  | 0.021546 |  | 0.0058256 |  | 0.0068069 |  | 0.0061252
| 0.018275 |  | 0.0045862 |  | 0.021335 |  | 0.0058027 |  | 0.0065683 |  | 0.0060788
| 0.017995 |  | 0.0045862 |  | 0.021172 |  | 0.0057694 |  | 0.0065498 |  | 0.0060836
| 0.018193 |  | 0.0045862 |  | 0.021102 |  | 0.0057259 |  | 0.0065757 |  | 0.0060409
| 0.018212 |  | 0.0045862 |  | 0.020985 |  | 0.0057018 |  | 0.0064701 |  | 0.005901
| 0.017893 |  | 0.0045874 |  | 0.020726 |  | 0.0056872 |  | 0.0063648 |  | 0.0058999
| 0.017591 |  | 0.0045862 |  | 0.020656 |  | 0.005664 |  | 0.0063084 |  | 0.0058946
| 0.017257 |  | 0.0045874 |  | 0.020586 |  | 0.0055966 |  | 0.0063933 |  | 0.0059526
| 0.017164 |  | 0.0045874 |  | 0.020397 |  | 0.005545 |  | 0.0063282 |  | 0.005883
| 0.017327 |  | 0.0045874 |  | 0.020093 |  | 0.0055186 |  | 0.0062581 |  | 0.0057129
| 0.017181 |  | 0.0045874 |  | 0.019976 |  | 0.0054728 |  | 0.0062316 |  | 0.0057422
| 0.01709 |  | 0.0045874 |  | 0.019976 |  | 0.0054326 |  | 0.0062956 |  | 0.0056904
| 0.017038 |  | 0.0045874 |  | 0.019884 |  | 0.0054303 |  | 0.0063908 |  | 0.0055345
| 0.017136 |  | 0.0045886 |  | 0.01979 |  | 0.0054008 |  | 0.0063422 |  | 0.0057885
| 0.016812 |  | 0.0045886 |  | 0.019579 |  | 0.0053423 |  | 0.0063137 |  | 0.0057899
| 0.016742 |  | 0.0045886 |  | 0.019438 |  | 0.0053297 |  | 0.0062161 |  | 0.0054171
| 0.01672 |  | 0.0045886 |  | 0.019392 |  | 0.0053102 |  | 0.0060408 |  | 0.0054995
| 0.016423 |  | 0.0045886 |  | 0.019252 |  | 0.0052918 |  | 0.0060715 |  | 0.0055483
| 0.016434 |  | 0.0045886 |  | 0.019135 |  | 0.0052562 |  | 0.0060976 |  | 0.0055708
| 0.016312 |  | 0.0045886 |  | 0.019041 |  | 0.0052184 |  | 0.0060601 |  | 0.0057276
| 0.016173 |  | 0.0045898 |  | 0.018854 |  | 0.0051913 |  | 0.0059713 |  | 0.0056307
| 0.016026 |  | 0.0045886 |  | 0.018688 |  | 0.0051415 |  | 0.0059324 |  | 0.005428
| 0.015631 |  | 0.0045898 |  | 0.018453 |  | 0.0051062 |  | 0.0059303 |  | 0.0053387
| 0.015447 |  | 0.0045898 |  | 0.018241 |  | 0.0050901 |  | 0.0058895 |  | 0.0053511
| 0.015458 |  | 0.0045898 |  | 0.018243 |  | 0.0050499 |  | 0.0057411 |  | 0.0052949
| 0.015588 |  | 0.0045898 |  | 0.018196 |  | 0.0049951 |  | 0.0056508 |  | 0.005148
| 0.015734 |  | 0.0045911 |  | 0.017961 |  | 0.0049824 |  | 0.0056738 |  | 0.0050903
| 0.015543 |  | 0.0045898 |  | 0.017561 |  | 0.0049512 |  | 0.0056464 |  | 0.0051647
| 0.015101 |  | 0.0045911 |  | 0.017586 |  | 0.0048963 |  | 0.0057205 |  | 0.0053238
| 0.014981 |  | 0.0045911 |  | 0.017681 |  | 0.0048713 |  | 0.0057829 |  | 0.0052938
| 0.014735 |  | 0.0045898 |  | 0.017446 |  | 0.004856 |  | 0.00572 |  | 0.0051302
| 0.014592 |  | 0.0045911 |  | 0.017258 |  | 0.0048183 |  | 0.0055817 |  | 0.0050799
| 0.014663 |  | 0.0045923 |  | 0.017188 |  | 0.0048082 |  | 0.0054495 |  | 0.005141
| 0.014531 |  | 0.0045911 |  | 0.017165 |  | 0.0047873 |  | 0.0054765 |  | 0.005224
| 0.01488 |  | 0.0034433 |  | 0.016978 |  | 0.0047448 |  | 0.0055132 |  | 0.0051393
| 0.014874 |  | 0.0034442 |  | 0.016813 |  | 0.0047279 |  | 0.0054471 |  | 0.0050039
| 0.014519 |  | 0.0045923 |  | 0.016743 |  | 0.0046978 |  | 0.0054403 |  | 0.0049382
| 0.014411 |  | 0.0045911 |  | 0.016625 |  | 0.0046474 |  | 0.0053984 |  | 0.0049876
| 0.014257 |  | 0.0034442 |  | 0.016318 |  | 0.0046186 |  | 0.0053594 |  | 0.0049885
| 0.014152 |  | 0.0034451 |  | 0.016201 |  | 0.0046189 |  | 0.0052402 |  | 0.0048288
| 0.014017 |  | 0.0034442 |  | 0.016108 |  | 0.0045555 |  | 0.0052459 |  | 0.0048236
| 0.013643 |  | 0.0034442 |  | 0.015967 |  | 0.0045164 |  | 0.0053972 |  | 0.004962
| 0.013524 |  | 0.0045935 |  | 0.01599 |  | 0.0045304 |  | 0.0052144 |  | 0.0048403
| 0.013533 |  | 0.0045923 |  | 0.015898 |  | 0.0044866 |  | 0.0050433 |  | 0.0046823
| 0.013435 |  | 0.0045935 |  | 0.015756 |  | 0.0044615 |  | 0.0050204 |  | 0.0047121
| 0.013699 |  | 0.0045935 |  | 0.015616 |  | 0.0044705 |  | 0.0049123 |  | 0.0046762
| 0.013671 |  | 0.0034451 |  | 0.015476 |  | 0.0044592 |  | 0.0050699 |  | 0.0046683
| 0.012992 |  | 0.0034451 |  | 0.015405 |  | 0.0044028 |  | 0.0051128 |  | 0.0046393
| 0.012989 |  | 0.003446 |  | 0.015288 |  | 0.0043536 |  | 0.0049906 |  | 0.0046837
| 0.013216 |  | 0.0022968 |  | 0.015171 |  | 0.004326 |  | 0.0049835 |  | 0.0046819
| 0.013239 |  | 0.0022974 |  | 0.015076 |  | 0.004312 |  | 0.0050228 |  | 0.0045245
| 0.013395 |  | 0.0022974 |  | 0.014983 |  | 0.0042709 |  | 0.0049149 |  | 0.0043949
| 0.013332 |  | 0.0022974 |  | 0.014937 |  | 0.0042169 |  | 0.0047296 |  | 0.0043126
| 0.013002 |  | 0.0022974 |  | 0.014771 |  | 0.0042052 |  | 0.0046974 |  | 0.0043916
| 0.012667 |  | 0.0022974 |  | 0.014535 |  | 0.0041847 |  | 0.0047985 |  | 0.0043565
| 0.012574 |  | 0.0022974 |  | 0.014299 |  | 0.0041707 |  | 0.0049373 |  | 0.0043122
| 0.012917 |  | 0.002298 |  | 0.014206 |  | 0.0041421 |  | 0.0047862 |  | 0.0043607
| 0.01269 |  | 0.0022974 |  | 0.014183 |  | 0.0041319 |  | 0.0045921 |  | 0.0042191
| 0.012244 |  | 0.002298 |  | 0.014018 |  | 0.004118 |  | 0.0045259 |  | 0.0042634
| 0.012376 |  | 0.002298 |  | 0.013877 |  | 0.0040638 |  | 0.004647 |  | 0.004276
| 0.011962 |  | 0.002298 |  | 0.013854 |  | 0.0040272 |  | 0.004723 |  | 0.0041116
| 0.011578 |  | 0.002298 |  | 0.013831 |  | 0.0039985 |  | 0.0047044 |  | 0.0041811
| 0.011922 |  | 0.002298 |  | 0.013667 |  | 0.0040029 |  | 0.0046152 |  | 0.0042332
| 0.012006 |  | 0.002298 |  | 0.013455 |  | 0.0039985 |  | 0.0045193 |  | 0.0042973
| 0.011973 |  | 0.0022986 |  | 0.013314 |  | 0.0039789 |  | 0.0045251 |  | 0.0042834
| 0.012001 |  | 0.0022986 |  | 0.013244 |  | 0.0039398 |  | 0.0046186 |  | 0.0042157
| 0.011694 |  | 0.002298 |  | 0.01315 |  | 0.0039192 |  | 0.0046568 |  | 0.0041675
| 0.011373 |  | 0.0022986 |  | 0.013056 |  | 0.0038718 |  | 0.0044103 |  | 0.004095
| 0.011199 |  | 0.0022986 |  | 0.012986 |  | 0.0038111 |  | 0.0042976 |  | 0.0040222
| 0.010992 |  | 0.0022992 |  | 0.012892 |  | 0.0038374 |  | 0.004435 |  | 0.0039898
| 0.011024 |  | 0.0022986 |  | 0.012773 |  | 0.0038157 |  | 0.004418 |  | 0.00417
| 0.011175 |  | 0.0022986 |  | 0.012702 |  | 0.003764 |  | 0.0044147 |  | 0.0041115
| 0.011116 |  | 0.0022992 |  | 0.012608 |  | 0.003719 |  | 0.0044313 |  | 0.003907
| 0.010783 |  | 0.0022992 |  | 0.012514 |  | 0.0037155 |  | 0.0044828 |  | 0.0038148
| 0.01067 |  | 0.0022992 |  | 0.012445 |  | 0.0037029 |  | 0.0044685 |  | 0.003743
| 0.01128 |  | 0.0022992 |  | 0.012421 |  | 0.0036546 |  | 0.0043707 |  | 0.0038164
| 0.011137 |  | 0.0022992 |  | 0.012351 |  | 0.0036787 |  | 0.004358 |  | 0.0038775
| 0.010454 |  | 0.0022992 |  | 0.012257 |  | 0.0036534 |  | 0.0043968 |  | 0.003741
| 0.010425 |  | 0.0022998 |  | 0.012139 |  | 0.0035888 |  | 0.0042669 |  | 0.0036559
| 0.010747 |  | 0.0022992 |  | 0.012022 |  | 0.0035638 |  | 0.0040608 |  | 0.0036807
| 0.010613 |  | 0.0022998 |  | 0.011905 |  | 0.0035624 |  | 0.0041009 |  | 0.0037791
| 0.010367 |  | 0.0022998 |  | 0.01181 |  | 0.0035474 |  | 0.0040465 |  | 0.0038142
| 0.010347 |  | 0.0022998 |  | 0.011716 |  | 0.0035233 |  | 0.0039459 |  | 0.0039502
| 0.010136 |  | 0.0022998 |  | 0.011599 |  | 0.0034876 |  | 0.0039271 |  | 0.0038677
| 0.010404 |  | 0.0022998 |  | 0.011505 |  | 0.0034589 |  | 0.0039079 |  | 0.0037709
| 0.010171 |  | 0.0022998 |  | 0.011434 |  | 0.0034669 |  | 0.0039341 |  | 0.0038207
| 0.0097292 |  | 0.0023004 |  | 0.011388 |  | 0.0034679 |  | 0.0039849 |  | 0.0035984
| 0.0099803 |  | 0.0023004 |  | 0.011294 |  | 0.0034402 |  | 0.00397 |  | 0.0034531
| 0.0099484 |  | 0.0022998 |  | 0.011129 |  | 0.003398 |  | 0.0039448 |  | 0.0033919
| 0.0095962 |  | 0.0023004 |  | 0.011011 |  | 0.0033965 |  | 0.0039445 |  | 0.0033698
| 0.0094367 |  | 0.0023004 |  | 0.010988 |  | 0.0033643 |  | 0.0039311 |  | 0.0034801
| 0.0095878 |  | 0.0023004 |  | 0.010989 |  | 0.0032932 |  | 0.0038238 |  | 0.0036626
| 0.00956 |  | 0.002301 |  | 0.010942 |  | 0.0032893 |  | 0.0037026 |  | 0.0036471
| 0.0096969 |  | 0.0023004 |  | 0.010848 |  | 0.0032942 |  | 0.0037186 |  | 0.0035641
| 0.0098833 |  | 0.002301 |  | 0.010706 |  | 0.0032812 |  | 0.0038531 |  | 0.0035689
| 0.0096013 |  | 0.002301 |  | 0.01061 |  | 0.0032561 |  | 0.003773 |  | 0.0036742
| 0.0094498 |  | 0.0023004 |  | 0.010563 |  | 0.0032275 |  | 0.0036659 |  | 0.0036522
| 0.0094204 |  | 0.002301 |  | 0.010493 |  | 0.0032053 |  | 0.0037939 |  | 0.0033973
| 0.0091463 |  | 0.0023016 |  | 0.010422 |  | 0.0031624 |  | 0.0037311 |  | 0.0031276
| 0.0094836 |  | 0.002301 |  | 0.010234 |  | 0.0031329 |  | 0.0036706 |  | 0.0031493
| 0.0095459 |  | 0.002301 |  | 0.010093 |  | 0.0031236 |  | 0.0036973 |  | 0.003392
| 0.0088813 |  | 0.0023016 |  | 0.0099988 |  | 0.0031394 |  | 0.0038572 |  | 0.0033679
| 0.0088122 |  | 0.002301 |  | 0.0099988 |  | 0.0031328 |  | 0.0037021 |  | 0.0032719
| 0.0090148 |  | 0.0023016 |  | 0.0099525 |  | 0.0030946 |  | 0.0033837 |  | 0.0032914
| 0.00873 |  | 0.0023016 |  | 0.0098348 |  | 0.0030531 |  | 0.0035966 |  | 0.003232
| 0.0085606 |  | 0.0023016 |  | 0.0097167 |  | 0.0030417 |  | 0.0036566 |  | 0.0032148
| 0.008625 |  | 0.0023016 |  | 0.009694 |  | 0.0030404 |  | 0.0035075 |  | 0.0032451
| 0.0084778 |  | 0.0023022 |  | 0.0095759 |  | 0.003032 |  | 0.0035919 |  | 0.0031905
| 0.0083993 |  | 0.0023016 |  | 0.0095054 |  | 0.0029968 |  | 0.0034883 |  | 0.0031929
| 0.0087979 |  | 0.0023022 |  | 0.0095058 |  | 0.0029641 |  | 0.0033243 |  | 0.0032049
| 0.0088087 |  | 0.0023016 |  | 0.0094118 |  | 0.0029403 |  | 0.0032412 |  | 0.0030516
| 0.0083704 |  | 0.0023022 |  | 0.0093413 |  | 0.0029308 |  | 0.0033036 |  | 0.0030757
| 0.0084166 |  | 0.0023022 |  | 0.0092945 |  | 0.0029238 |  | 0.0034379 |  | 0.0033057
| 0.0084943 |  | 0.0023022 |  | 0.0091528 |  | 0.0029136 |  | 0.003453 |  | 0.0032367
| 0.0084595 |  | 0.0023029 |  | 0.0089882 |  | 0.0029119 |  | 0.0033703 |  | 0.0031162
| 0.0080472 |  | 0.0023022 |  | 0.0090827 |  | 0.0027674 |  | 0.0031052 |  | 0.0031221
| 0.0082181 |  | 0.0023029 |  | 0.0090594 |  | 0.002829 |  | 0.0031436 |  | 0.0030749
| 0.0081028 |  | 0.0023022 |  | 0.0088933 |  | 0.0028019 |  | 0.0033282 |  | 0.0028691
| 0.0077175 |  | 0.0023029 |  | 0.0087743 |  | 0.0028106 |  | 0.0034318 |  | 0.0029741
| 0.0076775 |  | 0.0023029 |  | 0.0086566 |  | 0.0027704 |  | 0.0033183 |  | 0.0029635
| 0.0077824 |  | 0.0023029 |  | 0.0087523 |  | 0.0027439 |  | 0.0032021 |  | 0.0028292
| 0.0079416 |  | 0.0023029 |  | 0.0087294 |  | 0.0027772 |  | 0.0031203 |  | 0.0029422
| 0.0079093 |  | 0.0023035 |  | 0.0085392 |  | 0.0027734 |  | 0.0032056 |  | 0.003014
| 0.0075742 |  | 0.0023029 |  | 0.0084214 |  | 0.0027369 |  | 0.0031365 |  | 0.0028619
| 0.0075319 |  | 0.0023035 |  | 0.00828 |  | 0.002732 |  | 0.0032222 |  | 0.0028301
| 0.0073431 |  | 0.0023035 |  | 0.0082567 |  | 0.0027055 |  | 0.0032727 |  | 0.0028494
| 0.007409 |  | 0.0023029 |  | 0.0083279 |  | 0.0026747 |  | 0.0031516 |  | 0.0028837
| 0.0077067 |  | 0.0023035 |  | 0.0083519 |  | 0.0026813 |  | 0.0030535 |  | 0.0028975
| 0.0075303 |  | 0.0023041 |  | 0.0082341 |  | 0.0026474 |  | 0.003096 |  | 0.0028005
| 0.0075092 |  | 0.0023035 |  | 0.0081632 |  | 0.0026155 |  | 0.0031654 |  | 0.0028458
| 0.0074525 |  | 0.0023035 |  | 0.008069 |  | 0.0026202 |  | 0.0029531 |  | 0.0028933
| 0.0066814 |  | 0.0023041 |  | 0.0079984 |  | 0.0026048 |  | 0.0029415 |  | 0.0027664
| 0.0067242 |  | 0.0023035 |  | 0.0079751 |  | 0.0026099 |  | 0.0029615 |  | 0.0025254
| 0.0072293 |  | 0.0023041 |  | 0.0078809 |  | 0.0025874 |  | 0.0029006 |  | 0.0027765
| 0.007294 |  | 0.0023041 |  | 0.0078103 |  | 0.0025391 |  | 0.0028949 |  | 0.0028281
| 0.0069728 |  | 0.0023041 |  | 0.0076688 |  | 0.0025391 |  | 0.0030003 |  | 0.0025818
| 0.0066346 |  | 0.0023041 |  | 0.0076452 |  | 0.0025253 |  | 0.0030117 |  | 0.0027417
| 0.0067682 |  | 0.0023047 |  | 0.0076458 |  | 0.0024901 |  | 0.0029097 |  | 0.0027518
| 0.0070455 |  | 0.0023041 |  | 0.0075513 |  | 0.0025403 |  | 0.0028596 |  | 0.0028182
| 0.0072371 |  | 0.0023047 |  | 0.0075752 |  | 0.002519 |  | 0.0028606 |  | 0.0028742
| 0.0069386 |  | 0.0023047 |  | 0.0075282 |  | 0.0024626 |  | 0.0030003 |  | 0.0027842
| 0.006847 |  | 0.0023041 |  | 0.0074103 |  | 0.00247 |  | 0.0028552 |  | 0.0026679
| 0.0067372 |  | 0.0023047 |  | 0.0073158 |  | 0.0024395 |  | 0.0027244 |  | 0.0025984
| 0.0068615 |  | 0.0023053 |  | 0.0072218 |  | 0.0024459 |  | 0.0027298 |  | 0.0026308
| 0.0067388 |  | 0.0023047 |  | 0.0071509 |  | 0.0024234 |  | 0.0026426 |  | 0.0025609
| 0.006322 |  | 0.0023047 |  | 0.0071039 |  | 0.0023726 |  | 0.0025714 |  | 0.0025129
| 0.0063569 |  | 0.0023053 |  | 0.0071042 |  | 0.0023894 |  | 0.0026902 |  | 0.0025313
| 0.0065417 |  | 0.0023047 |  | 0.0071045 |  | 0.0023761 |  | 0.0027482 |  | 0.002497
| 0.0064868 |  | 0.0023053 |  | 0.0070575 |  | 0.0023376 |  | 0.0025384 |  | 0.0025
| 0.0063184 |  | 0.0023053 |  | 0.006962 |  | 0.0023583 |  | 0.002565 |  | 0.0024467
| 0.0063208 |  | 0.0023053 |  | 0.006891 |  | 0.0023514 |  | 0.0025835 |  | 0.0023504
| 0.0062138 |  | 0.0023053 |  | 0.0068916 |  | 0.0023295 |  | 0.0026137 |  | 0.0022894
| 0.0064255 |  | 0.0023059 |  | 0.0068668 |  | 0.0023174 |  | 0.0026047 |  | 0.0023666
| 0.0064114 |  | 0.0023053 |  | 0.0068434 |  | 0.0022949 |  | 0.0025653 |  | 0.0025885
| 0.0061325 |  | 0.0023059 |  | 0.00682 |  | 0.0022863 |  | 0.0026328 |  | 0.0025821
| 0.0058946 |  | 0.0023059 |  | 0.0067257 |  | 0.0023071 |  | 0.0026148 |  | 0.0024553
| 0.0058033 |  | 0.0023053 |  | 0.0066311 |  | 0.002303 |  | 0.0025621 |  | 0.0024164
| 0.0062799 |  | 0.0023059 |  | 0.0066316 |  | 0.002254 |  | 0.0025171 |  | 0.0022835
| 0.0063222 |  | 0.0023059 |  | 0.006608 |  | 0.0022495 |  | 0.0025167 |  | 0.0022457
| 0.0063217 |  | 0.0023065 |  | 0.0065139 |  | 0.0022465 |  | 0.0024106 |  | 0.0023458
| 0.0062404 |  | 0.0023059 |  | 0.0064192 |  | 0.0021664 |  | 0.0024637 |  | 0.00222
| 0.005634 |  | 0.0023065 |  | 0.0063958 |  | 0.0021312 |  | 0.0025589 |  | 0.0022361
| 0.005646 |  | 0.0023059 |  | 0.0063958 |  | 0.0021595 |  | 0.0024945 |  | 0.0025167
| 0.0057886 |  | 0.0023065 |  | 0.0063964 |  | 0.0021739 |  | 0.002469 |  | 0.0024374
| 0.0056579 |  | 0.0023065 |  | 0.0063727 |  | 0.0021623 |  | 0.0024215 |  | 0.0022184
| 0.0055348 |  | 0.0023065 |  | 0.0062549 |  | 0.0021255 |  | 0.002455 |  | 0.0021577
| 0.0057765 |  | 0.0023065 |  | 0.0061603 |  | 0.0021289 |  | 0.0023833 |  | 0.00217
| 0.0058998 |  | 0.0023065 |  | 0.0061605 |  | 0.0021162 |  | 0.0024229 |  | 0.0021872
| 0.0056223 |  | 0.0023071 |  | 0.0060661 |  | 0.0021133 |  | 0.0025553 |  | 0.0021967
| 0.0056866 |  | 0.0023065 |  | 0.0060427 |  | 0.0021139 |  | 0.0024284 |  | 0.0021045
| 0.0057596 |  | 0.0023071 |  | 0.0061374 |  | 0.0020857 |  | 0.0023494 |  | 0.0021488
| 0.005958 |  | 0.0023071 |  | 0.0061379 |  | 0.0020625 |  | 0.0023499 |  | 0.0022523
| 0.0056967 |  | 0.0023071 |  | 0.0060669 |  | 0.0020683 |  | 0.0023466 |  | 0.0022698
| 0.0050793 |  | 0.0023071 |  | 0.0060198 |  | 0.0020846 |  | 0.0023167 |  | 0.0022497
| 0.0053697 |  | 0.0023071 |  | 0.0059254 |  | 0.0020579 |  | 0.0023086 |  | 0.0021608
| 0.0057599 |  | 0.0023077 |  | 0.0058783 |  | 0.0020331 |  | 0.0023294 |  | 0.0022157
| 0.0055765 |  | 0.0023071 |  | 0.0058075 |  | 0.0020338 |  | 0.0022481 |  | 0.0022464
| 0.0052798 |  | 0.0023077 |  | 0.0057365 |  | 0.0020273 |  | 0.002272 |  | 0.0022924
| 0.0049753 |  | 0.0023071 |  | 0.0053581 |  | 0.001991 |  | 0.0023283 |  | 0.0023065
| 0.005253 |  | 0.0023077 |  | 0.0051687 |  | 0.0019939 |  | 0.0022955 |  | 0.0020627
| 0.0054919 |  | 0.0023077 |  | 0.0054294 |  | 0.0020285 |  | 0.0022627 |  | 0.0019732
| 0.0052019 |  | 0.0023077 |  | 0.0055006 |  | 0.0020158 |  | 0.0023 |  | 0.0019301
| 0.0050356 |  | 0.0023084 |  | 0.005548 |  | 0.0019806 |  | 0.002474 |  | 0.002002
| 0.0048373 |  | 0.0023077 |  | 0.0055958 |  | 0.0019742 |  | 0.0023775 |  | 0.0023562
| 0.0051685 |  | 0.0023083 |  | 0.0054774 |  | 0.0019575 |  | 0.0021706 |  | 0.0021994
| 0.005237 |  | 0.0023077 |  | 0.0053831 |  | 0.0019454 |  | 0.0023235 |  | 0.0019735
| 0.0049831 |  | 0.0023083 |  | 0.0053831 |  | 0.0019748 |  | 0.002376 |  | 0.0020506
| 0.0048124 |  | 0.0023083 |  | 0.0054071 |  | 0.0019609 |  | 0.0022631 |  | 0.0020437
| 0.0044813 |  | 0.0023083 |  | 0.0053599 |  | 0.0019367 |  | 0.0021437 |  | 0.0020075
| 0.0047434 |  | 0.0011542 |  | 0.0053125 |  | 0.0019297 |  | 0.0020323 |  | 0.0020277
| 0.0049754 |  | 0.0011545 |  | 0.005313 |  | 0.0019061 |  | 0.0021102 |  | 0.0019883
| 0.0048903 |  | 0.0023084 |  | 0.0052182 |  | 0.0018917 |  | 0.0021244 |  | 0.0019995
| 0.0050243 |  | 0.002309 |  | 0.0051474 |  | 0.0019003 |  | 0.0020817 |  | 0.0022205
| 0.0051637 |  | 0.0023083 |  | 0.0051713 |  | 0.0018963 |  | 0.0021934 |  | 0.0019759
| 0.0047024 |  | 0.002309 |  | 0.0050045 |  | 0.0018841 |  | 0.0021335 |  | 0.0015915
| 0.0043778 |  | 0.002309 |  | 0.00491 |  | 0.001868 |  | 0.0019419 |  | 0.0017878
| 0.0047904 |  | 0.002309 |  | 0.005077 |  | 0.0018356 |  | 0.0018805 |  | 0.0019388
| 0.004984 |  | 0.0023096 |  | 0.00503 |  | 0.0018292 |  | 0.0019074 |  | 0.0018886
| 0.0050543 |  | 0.002309 |  | 0.0049104 |  | 0.0018264 |  | 0.0021158 |  | 0.0018013
| 0.0048644 |  | 0.002309 |  | 0.0046725 |  | 0.0018321 |  | 0.0021674 |  | 0.0017969
| 0.0044976 |  | 0.0011548 |  | 0.0046253 |  | 0.0018488 |  | 0.0021428 |  | 0.0019498
| 0.0044082 |  | 0.0011548 |  | 0.0048873 |  | 0.0018188 |  | 0.0020704 |  | 0.0019439
| 0.0046763 |  | 0.0023096 |  | 0.0047925 |  | 0.0018072 |  | 0.0018954 |  | 0.0019385
| 0.0048917 |  | 0.0011548 |  | 0.0047455 |  | 0.0017957 |  | 0.0019374 |  | 0.0019851
| 0.0047204 |  | 0.0011548 |  | 0.0047455 |  | 0.0017599 |  | 0.0020249 |  | 0.001859
| 0.0048128 |  | 0.0011548 |  | 0.0047931 |  | 0.0017737 |  | 0.002122 |  | 0.0018463
| 0.0049657 |  | 0.0011548 |  | 0.004817 |  | 0.0017946 |  | 0.0021469 |  | 0.002006
| 0.0048139 |  | 0.0023102 |  | 0.0047449 |  | 0.00178 |  | 0.0019377 |  | 0.0020081
| 0.0044791 |  | 0.0023102 |  | 0.0047212 |  | 0.0017523 |  | 0.001893 |  | 0.0016847
| 0.0042344 |  | 0.0011548 |  | 0.0046268 |  | 0.0017437 |  | 0.0018396 |  | 0.0015778
| 0.004334 |  | 0.0011551 |  | 0.0045557 |  | 0.0017546 |  | 0.0019323 |  | 0.0018665
| 0.0044827 |  | 0.0011551 |  | 0.0044374 |  | 0.0017338 |  | 0.0020113 |  | 0.0018778
| 0.0045001 |  | 0.0011554 |  | 0.0043665 |  | 0.0017181 |  | 0.0019019 |  | 0.0019255
| 0.0044511 |  | 0.0023102 |  | 0.0043904 |  | 0.0017153 |  | 0.0020128 |  | 0.0018615
| 0.0041893 |  | 0.0011551 |  | 0.0044852 |  | 0.0017106 |  | 0.0020434 |  | 0.0018256
| 0.0041995 |  | 0.0011554 |  | 0.0044618 |  | 0.0017065 |  | 0.0019849 |  | 0.0018173
| 0.0042298 |  | 0.0023108 |  | 0.0044381 |  | 0.0016765 |  | 0.0019878 |  | 0.0016247
| 0.0038712 |  | 0.0023102 |  | 0.004462 |  | 0.0016518 |  | 0.0020329 |  | 0.0014939
| 0.0042022 |  | 0.0011554 |  | 0.0044148 |  | 0.0016522 |  | 0.0020206 |  | 0.0014505
| 0.0043423 |  | 0 |  | 0.004415 |  | 0.0016792 |  | 0.0020059 |  | 0.0016917
| 0.0039362 |  | 0 |  | 0.0043676 |  | 0.001658 |  | 0.0020434 |  | 0.0016743
| 0.003766 |  | 0.0011554 |  | 0.0042492 |  | 0.0016326 |  | 0.0017923 |  | 0.0016083
| 0.0036672 |  | 0.0011557 |  | 0.0042021 |  | 0.0016376 |  | 0.0017424 |  | 0.0016121
| 0.0035721 |  | 0.0011554 |  | 0.0040598 |  | 0.0016095 |  | 0.0018697 |  | 0.0016356
| 0.0038148 |  | 0.0023114 |  | 0.0039414 |  | 0.0016122 |  | 0.0019435 |  | 0.0015593
| 0.004116 |  | 0.0011557 |  | 0.00406 |  | 0.0015995 |  | 0.0020797 |  | 0.0016196
| 0.0039439 |  | 0.0011557 |  | 0.0041789 |  | 0.0016191 |  | 0.0019463 |  | 0.0017069
| 0.0038318 |  | 0.0011557 |  | 0.0041315 |  | 0.0016157 |  | 0.0018739 |  | 0.0015656
| 0.0039553 |  | 0 |  | 0.0039656 |  | 0.0015718 |  | 0.001875 |  | 0.001657
| 0.0040572 |  | 0 |  | 0.0039184 |  | 0.0015791 |  | 0.0017193 |  | 0.001676
| 0.003859 |  | 0.0011557 |  | 0.0040371 |  | 0.0015972 |  | 0.0016947 |  | 0.0016981
| 0.0037119 |  | 0.001156 |  | 0.0039662 |  | 0.0016011 |  | 0.0018338 |  | 0.0018104
| 0.0036737 |  | 0 |  | 0.0038475 |  | 0.001571 |  | 0.0018206 |  | 0.0020018
| 0.0038182 |  | 0 |  | 0.0038716 |  | 0.0015221 |  | 0.0017894 |  | 0.0018885
| 0.0039428 |  | 0 |  | 0.0038479 |  | 0.001534 |  | 0.0019165 |  | 0.0017142
| 0.003782 |  | 0 |  | 0.0037769 |  | 0.0015634 |  | 0.0019019 |  | 0.00171
| 0.0039301 |  | 0 |  | 0.003777 |  | 0.0015363 |  | 0.0018253 |  | 0.0016887
| 0.0042475 |  | 0 |  | 0.0037296 |  | 0.0014878 |  | 0.0016683 |  | 0.0017319
| 0.0042197 |  | 0.0011563 |  | 0.0037299 |  | 0.0014893 |  | 0.00154 |  | 0.0015948
| 0.003624 |  | 0.0011563 |  | 0.0037536 |  | 0.0014905 |  | 0.0015513 |  | 0.0014646
| 0.0032941 |  | 0 |  | 0.0037063 |  | 0.0014866 |  | 0.0014435 |  | 0.0013596
| 0.0034032 |  | 0 |  | 0.0036116 |  | 0.0015021 |  | 0.0015573 |  | 0.0015908
| 0.0036323 |  | 0 |  | 0.0034929 |  | 0.0014847 |  | 0.0018057 |  | 0.0018707
| 0.0039825 |  | 0 |  | 0.0035169 |  | 0.0014697 |  | 0.0017279 |  | 0.0016283
| 0.0036912 |  | 0 |  | 0.0035881 |  | 0.0014631 |  | 0.0015849 |  | 0.0015495
| 0.0036126 |  | 0 |  | 0.0035645 |  | 0.0014605 |  | 0.0016341 |  | 0.0015926
| 0.0035 |  | 0 |  | 0.0036122 |  | 0.0014573 |  | 0.0017189 |  | 0.0016679
| 0.0034887 |  | 0 |  | 0.0036123 |  | 0.00144 |  | 0.0016295 |  | 0.0017416
| 0.0034938 |  | 0 |  | 0.0035175 |  | 0.0015263 |  | 0.0016138 |  | 0.0016451
| 0.0033365 |  | 0 |  | 0.0035175 |  | 0.0015187 |  | 0.0017631 |  | 0.0016194
| 0.0034802 |  | 0 |  | 0.0034703 |  | 0.0014353 |  | 0.001801 |  | 0.0015589
| 0.0034792 |  | 0 |  | 0.0033517 |  | 0.0014612 |  | 0.0016156 |  | 0.0015697
| 0.0037714 |  | 0.0011566 |  | 0.0033043 |  | 0.0014342 |  | 0.0015504 |  | 0.0016457
| 0.0034101 |  | 0.0011566 |  | 0.0033043 |  | 0.0014272 |  | 0.001547 |  | 0.0013609
| 0.0032253 |  | 0 |  | 0.0033283 |  | 0.0014277 |  | 0.0015132 |  | 0.0011893
| 0.0033347 |  | 0 |  | 0.0033283 |  | 0.0014149 |  | 0.0017719 |  | 0.0015024
| 0.003503 |  | 0 |  | 0.0034472 |  | 0.0014056 |  | 0.0015892 |  | 0.0015798
| 0.0035769 |  | 0 |  | 0.0034473 |  | 0.0013721 |  | 0.0013463 |  | 0.0013789
| 0.0035015 |  | 0 |  | 0.0032338 |  | 0.0013316 |  | 0.0016034 |  | 0.0011806
| 0.0033864 |  | 0 |  | 0.0032339 |  | 0.0013478 |  | 0.0014516 |  | 0.0013175
| 0.0031751 |  | 0 |  | 0.0033764 |  | 0.0013779 |  | 0.0012574 |  | 0.0014671
| 0.0032652 |  | 0 |  | 0.0032578 |  | 0.0013459 |  | 0.0013371 |  | 0.0015268
| 0.0031388 |  | 0 |  | 0.0032105 |  | 0.0013247 |  | 0.0015843 |  | 0.0015951
| 0.0032754 |  | 0 |  | 0.0032581 |  | 0.0013251 |  | 0.0018477 |  | 0.0014354
| 0.0032541 |  | 0 |  | 0.003282 |  | 0.0013366 |  | 0.0016675 |  | 0.0013503
| 0.0027031 |  | 0 |  | 0.0032345 |  | 0.0013262 |  | 0.0015494 |  | 0.0014465
| 0.0027748 |  | 0.0011572 |  | 0.0030922 |  | 0.0013308 |  | 0.0017625 |  | 0.0015879
| 0.003081 |  | 0.0011572 |  | 0.0029723 |  | 0.0013227 |  | 0.0017851 |  | 0.0014491
| 0.0031059 |  | 0.0011575 |  | 0.0029487 |  | 0.0012883 |  | 0.0014057 |  | 0.0014714
| 0.0030807 |  | 0.0011572 |  | 0.0029487 |  | 0.0013088 |  | 0.0012142 |  | 0.0015316
| 0.0030038 |  | 0 |  | 0.0029964 |  | 0.001308 |  | 0.001419 |  | 0.0014602
| 0.0031596 |  | 0 |  | 0.0031164 |  | 0.0012883 |  | 0.0015516 |  | 0.0015182
| 0.0033036 |  | 0 |  | 0.0030928 |  | 0.0012803 |  | 0.0015845 |  | 0.0014361
| 0.0030687 |  | 0 |  | 0.0029492 |  | 0.0012663 |  | 0.001564 |  | 0.0013875
| 0.003311 |  | 0 |  | 0.0027818 |  | 0.0012733 |  | 0.0014255 |  | 0.0014937
| 0.0036975 |  | 0 |  | 0.0027107 |  | 0.0012768 |  | 0.0013445 |  | 0.0014395
| 0.0029733 |  | 0 |  | 0.0027582 |  | 0.0012848 |  | 0.0013696 |  | 0.001342
| 0.002508 |  | 0 |  | 0.0028533 |  | 0.0012655 |  | 0.001392 |  | 0.0013652
| 0.0028792 |  | 0 |  | 0.0029734 |  | 0.0012227 |  | 0.0013779 |  | 0.0014401
| 0.0029289 |  | 0 |  | 0.0029498 |  | 0.0012385 |  | 0.0014225 |  | 0.0014675
| 0.0026876 |  | 0 |  | 0.0028299 |  | 0.0012354 |  | 0.0014051 |  | 0.0012908
| 0.0028539 |  | 0 |  | 0.0028537 |  | 0.0012412 |  | 0.0013327 |  | 0.0011503
| 0.0029078 |  | 0 |  | 0.0029013 |  | 0.0012496 |  | 0.0013486 |  | 0.0012018
| 0.0028223 |  | 0 |  | 0.0028539 |  | 0.0012458 |  | 0.0013899 |  | 0.0012069
| 0.0031319 |  | 0 |  | 0.0028303 |  | 0.0012261 |  | 0.001433 |  | 0.0011313
| 0.0031392 |  | 0 |  | 0.0027591 |  | 0.0012056 |  | 0.0014008 |  | 0.0010898
| 0.0031061 |  | 0 |  | 0.0026878 |  | 0.0012218 |  | 0.0011647 |  | 0.0012167
| 0.0033449 |  | 0 |  | 0.0026166 |  | 0.0012111 |  | 0.0011334 |  | 0.0012613
| 0.0031514 |  | 0 |  | 0.002688 |  | 0.0012334 |  | 0.0012551 |  | 0.0013425
| 0.0031744 |  | 0 |  | 0.0026882 |  | 0.0012403 |  | 0.0012598 |  | 0.0013677
| 0.0033594 |  | 0 |  | 0.0025932 |  | 0.0012129 |  | 0.0013576 |  | 0.0012097
| 0.0031021 |  | 0 |  | 0.0026645 |  | 0.0011917 |  | 0.0014282 |  | 0.0012179
| 0.0030594 |  | 0 |  | 0.0026172 |  | 0.0011894 |  | 0.0014852 |  | 0.0011672
| 0.0030969 |  | 0 |  | 0.0024983 |  | 0.0011793 |  | 0.0013936 |  | 0.0012875
| 0.0026779 |  | 0.0011581 |  | 0.0025221 |  | 0.0011581 |  | 0.0012346 |  | 0.0015203
| 0.0028472 |  | 0.0011584 |  | 0.0025699 |  | 0.0011585 |  | 0.0013087 |  | 0.0014656
| 0.003034 |  | 0 |  | 0.00257 |  | 0.0011608 |  | 0.0013173 |  | 0.001305
| 0.0029136 |  | 0 |  | 0.0024511 |  | 0.0011677 |  | 0.0012793 |  | 0.0013139
| 0.0026527 |  | 0 |  | 0.0024274 |  | 0.0011808 |  | 0.001328 |  | 0.0014219
| 0.0021134 |  | 0 |  | 0.0022849 |  | 0.001133 |  | 0.0011965 |  | 0.0013208
| 0.0022462 |  | 0 |  | 0.0022849 |  | 0.0010913 |  | 0.0011898 |  | 0.001226
| 0.0023346 |  | 0 |  | 0.0023802 |  | 0.0010985 |  | 0.0014029 |  | 0.0011484
| 0.002401 |  | 0 |  | 0.0023802 |  | 0.0011251 |  | 0.0013222 |  | 0.0013135
| 0.0024534 |  | 0 |  | 0.0024992 |  | 0.0011272 |  | 0.0010824 |  | 0.0013504
| 0.0025981 |  | 0 |  | 0.0023804 |  | 0.001124 |  | 0.0012197 |  | 0.0011533
| 0.0028341 |  | 0 |  | 0.002309 |  | 0.0011425 |  | 0.0013854 |  | 0.0011672
| 0.0026472 |  | 0 |  | 0.0022855 |  | 0.0011069 |  | 0.0012584 |  | 0.001033
| 0.0023392 |  | 0 |  | 0.0023092 |  | 0.0010765 |  | 0.0011449 |  | 0.0010172
| 0.0024632 |  | 0 |  | 0.0024282 |  | 0.0010915 |  | 0.0011362 |  | 0.0010671
| 0.0028352 |  | 0 |  | 0.0024521 |  | 0.0011057 |  | 0.0013352 |  | 0.0010772
| 0.0029542 |  | 0 |  | 0.002357 |  | 0.0010999 |  | 0.0012893 |  | 0.0012239
| 0.002905 |  | 0 |  | 0.002381 |  | 0.0010707 |  | 0.00092886 |  | 0.0012107
| 0.0024293 |  | 0 |  | 0.0024999 |  | 0.0010373 |  | 0.0010136 |  | 0.0011761
| 0.0020224 |  | 0 |  | 0.0022859 |  | 0.001033 |  | 0.0011804 |  | 0.0013097
| 0.0024024 |  | 0 |  | 0.0016675 |  | 0.0010466 |  | 0.0011911 |  | 0.0012634
| 0.0028094 |  | 0 |  | 0.0018103 |  | 0.0010698 |  | 0.0012345 |  | 0.0011009
| 0.002558 |  | 0 |  | 0.00231 |  | 0.0010852 |  | 0.0013607 |  | 0.0012086
| 0.0021072 |  | 0 |  | 0.0022624 |  | 0.0010791 |  | 0.0012276 |  | 0.0012967
| 0.0020201 |  | 0 |  | 0.0021436 |  | 0.0010678 |  | 0.0012371 |  | 0.0011193
| 0.0021893 |  | 0 |  | 0.0021436 |  | 0.0010747 |  | 0.0013431 |  | 0.00095442
| 0.0025133 |  | 0 |  | 0.0021675 |  | 0.0010469 |  | 0.0013128 |  | 0.00094545
| 0.0026114 |  | 0 |  | 0.0021675 |  | 0.0010202 |  | 0.0013026 |  | 0.0011231
| 0.0024841 |  | 0 |  | 0.0020725 |  | 0.0010458 |  | 0.0013184 |  | 0.0011613
| 0.0021143 |  | 0 |  | 0.0018346 |  | 0.0010341 |  | 0.0013164 |  | 0.00099874
| 0.0022638 |  | 0 |  | 0.0019537 |  | 0.0010019 |  | 0.0011619 |  | 0.00097021
| 0.0026522 |  | 0 |  | 0.0021916 |  | 0.0010214 |  | 0.0011676 |  | 0.00094739
| 0.0024329 |  | 0 |  | 0.0021441 |  | 0.0010657 |  | 0.001048 |  | 0.0010567
| 0.0022288 |  | 0 |  | 0.0020252 |  | 0.0010657 |  | 0.0010694 |  | 0.0012591
| 0.0021408 |  | 0 |  | 0.0020253 |  | 0.0010298 |  | 0.0012494 |  | 0.0011004
| 0.0023139 |  | 0 |  | 0.0020968 |  | 0.0010135 |  | 0.0011772 |  | 0.00087005
| 0.0023419 |  | 0 |  | 0.0020254 |  | 0.0009857 |  | 0.001108 |  | 0.00097492
| 0.0022984 |  | 0 |  | 0.0019065 |  | 0.00094979 |  | 0.0012069 |  | 0.0012064
| 0.0025114 |  | 0 |  | 0.0018589 |  | 0.00097436 |  | 0.0011953 |  | 0.0010792
| 0.0024658 |  | 0 |  | 0.0018352 |  | 0.001002 |  | 0.0012945 |  | 0.0010726
| 0.0022696 |  | 0 |  | 0.0018114 |  | 0.0010057 |  | 0.0011612 |  | 0.0012158
| 0.0019142 |  | 0 |  | 0.0019068 |  | 0.00097784 |  | 0.00087413 |  | 0.0010346
| 0.0017074 |  | 0 |  | 0.0019544 |  | 0.0009686 |  | 0.00102 |  | 0.00083938
| 0.0020895 |  | 0 |  | 0.0019307 |  | 0.0009848 |  | 0.00065464 |  | 0.00095597
| 0.0022262 |  | 0 |  | 0.0019307 |  | 0.0009744 |  | 0 |  | 0.00093258
| 0.0024643 |  | 0 |  | 0.0019308 |  | 0.00096765 |  | 0 |  | 0.0009522
| 0.0025646 |  | 0 |  | 0.001907 |  | 0.00096512 |  | 0 |  | 0.0012095
| 0.0024327 |  | 0 |  | 0.0018833 |  | 0.0010071 |  | 0 |  | 0.0011776
| 0.0026821 |  | 0 |  | 0.0018834 |  | 0.00099644 |  | 0 |  | 0.0011296
| 0.0024676 |  | 0 |  | 0.0018358 |  | 0.00096305 |  | 0 |  | 0.001084
| 0.0019353 |  | 0 |  | 0.0018359 |  | 0.00096881 |  | 0 |  | 0.00090171
| 0.0021442 |  | 0 |  | 0.0018835 |  | 0.000941 |  | 0 |  | 0.0010083
| 0.0024658 |  | 0 |  | 0.0017645 |  | 0.00094096 |  | 0 |  | 0.001229
| 0.0023196 |  | 0 |  | 0.0017884 |  | 0.00094821 |  | 0 |  | 0.0010263
| 0.0019638 |  | 0 |  | 0.0019076 |  | 0.00094444 |  | 0 |  | 0.00096806
| 0.0017897 |  | 0 |  | 0.0019076 |  | 0.0009366 |  | 0 |  | 0.001061
| 0.0019174 |  | 0 |  | 0.0017886 |  | 0.0009192 |  | 0 |  | 0.0010481
| 0.002108 |  | 0 |  | 0.0017648 |  | 0.00092472 |  | 0 |  | 0.0010504
| 0.0024144 |  | 0 |  | 0.0019077 |  | 0.00093776 |  | 0 |  | 0.00099651
| 0.0025639 |  | 0 |  | 0.0018364 |  | 0.00090875 |  | 0 |  | 0.00088515
| 0.0025279 |  | 0 |  | 0.0016697 |  | 0.00093448 |  | 0 |  | 0.00093212
| 0.0025762 |  | 0 |  | 0.001646 |  | 0.0009633 |  | 0 |  | 0.00097273
| 0.0022823 |  | 0 |  | 0.0017174 |  | 0.0009633 |  | 0 |  | 0.00097344
| 0.0017433 |  | 0 |  | 0.0017414 |  | 0.00097632 |  | 0 |  | 0.0010288
| 0.0018331 |  | 0 |  | 0.0018367 |  | 0.00092868 |  | 0 |  | 0.0010137
| 0.0022698 |  | 0 |  | 0.0018129 |  | 0.00090527 |  | 0 |  | 0.00098766
| 0.0022335 |  | 0 |  | 0.0016701 |  | 0.00090086 |  | 0 |  | 0.00094216
| 0.0019327 |  | 0 |  | 0.0016701 |  | 0.00088693 |  | 0 |  | 0.00098434
| 0.0018588 |  | 0 |  | 0.0017179 |  | 0.00091731 |  | 0 |  | 0.00089315
| 0.0020145 |  | 0 |  | 0.0016702 |  | 0.00091711 |  | 0 |  | 0.00062077
| 0.0021807 |  | 0 |  | 0.0015273 |  | 0.00089854 |  | 0 |  | 0.00090792
| 0.0019583 |  | 0 |  | 0.0014797 |  | 0.00091503 |  | 0 |  | 0.0011549
| 0.0019504 |  | 0 |  | 0.0015989 |  | 0.00094754 |  | 0 |  | 0.0009899
| 0.0021331 |  | 0 |  | 0.0016704 |  | 0.00094265 |  | 0 |  | 0.00094821
| 0.0021216 |  | 0 |  | 0.0016705 |  | 0.00091383 |  | 0 |  | 0.00077914
| 0.0023892 |  | 0 |  | 0.001742 |  | 0.0008918 |  | 0 |  | 0.00082467
| 0.0023253 |  | 0 |  | 0.0018136 |  | 0.00089784 |  | 0 |  | 0.00092885
| 0.0022512 |  | 0 |  | 0.001623 |  | 0.0011089 |  | 0 |  | 0.0010135
| 0.0019078 |  | 0 |  | 0.0015992 |  | 0.00092896 |  | 0 |  | 0.0009138
| 0.0017422 |  | 0 |  | 0.0016469 |  | 0.00089203 |  | 0 |  | 0.0010595
| 0.0014677 |  | 0 |  | 0.0016469 |  | 0.00089668 |  | 0 |  | 0.001106
| 0.0016657 |  | 0 |  | 0.0016232 |  | 0.00086161 |  | 0 |  | 0.00082185
| 0.002083 |  | 0 |  | 0.0015517 |  | 0.00085835 |  | 0 |  | 0.00077179
| 0.0021606 |  | 0 |  | 0.0015041 |  | 0.00085486 |  | 0 |  | 0.0010159
| 0.0019117 |  | 0 |  | 0.0014803 |  | 0.00086299 |  | 0 |  | 0.0010535
| 0.0020909 |  | 0 |  | 0.0015281 |  | 0.00088181 |  | 0 |  | 0.0010266
| 0.0028236 |  | 0 |  | 0.0014327 |  | 0.00091526 |  | 0 |  | 0.00082554
| 0.0028596 |  | 0 |  | 0.0014328 |  | 0.00096429 |  | 0 |  | 0.00071531
| 0.0021809 |  | 0 |  | 0.0015043 |  | 0.00093617 |  | 0 |  | 0.00088414
| 0.0018949 |  | 0 |  | 0.0014806 |  | 0.00091898 |  | 0 |  | 0.0009819
| 0.0019373 |  | 0 |  | 0.0015044 |  | 0.00091666 |  | 0 |  | 0.00076584
| 0.0015768 |  | 0 |  | 0.0014807 |  | 0.00091085 |  | 0 |  | 0.00068486
| 0.0014269 |  | 0 |  | 0.001433 |  | 0.00083998 |  | 0 |  | 0.00094824
| 0.0016271 |  | 0 |  | 0.0014807 |  | 0.00078422 |  | 0 |  | 0.00099863
| 0.0019233 |  | 0 |  | 0.0014331 |  | 0.00081234 |  | 0 |  | 0.00088156
| 0.0020803 |  | 0 |  | 0.0013855 |  | 0.00084114 |  | 0 |  | 0.00086996
| 0.0017412 |  | 0 |  | 0.0015047 |  | 0.00082742 |  | 0 |  | 0.0008034
| 0.0017864 |  | 0 |  | 0.0013128 |  | 0.0008309 |  | 0 |  | 0.00060594
| 0.0018991 |  | 0 |  | 0.0013128 |  | 0.00086693 |  | 0 |  | 0.00061643
| 0.0017592 |  | 0 |  | 0.001481 |  | 0.00087041 |  | 0 |  | 0.00049983
| 0.0016069 |  | 0 |  | 0.0013857 |  | 0.00087742 |  | 0 |  | 0.00056026
| 0.0013444 |  | 0 |  | 0.0014096 |  | 0.00087157 |  | 0 |  | 0.00078352
| 0.0013729 |  | 0 |  | 0.0014334 |  | 0.00086809 |  | 0 |  | 0.00074478
| 0.0017413 |  | 0 |  | 0.0014574 |  | 0.00088575 |  | 0 |  | 0.00064713
| 0.0021426 |  | 0 |  | 0.0014097 |  | 0.00085414 |  | 0 |  | 0.00062864
| 0.0017536 |  | 0 |  | 0.0012666 |  | 0.00082185 |  | 0 |  | 0.0006757
| 0.0014022 |  | 0 |  | 0.0012666 |  | 0.00082879 |  | 0 |  | 0.00084666
| 0.0020227 |  | 0 |  | 0.0013383 |  | 0.0008997 |  | 0 |  | 0.00084104
| 0.0017744 |  | 0 |  | 0.001219 |  | 0.00090555 |  | 0 |  | 0.00064169
| 0.0015672 |  | 0 |  | 0.0011714 |  | 0.00081949 |  | 0 |  | 0.00059888
| 0.001774 |  | 0 |  | 0.0012907 |  | 0.00079877 |  | 0 |  | 0.00074883
| 0.0016584 |  | 0 |  | 0.0013384 |  | 0.00080093 |  | 0 |  | 0.00085077
| 0.0018285 |  | 0 |  | 0.0013623 |  | 0.00082901 |  | 0 |  | 0.00053434
| 0.0017403 |  | 0 |  | 0.0013147 |  | 0.00087877 |  | 0 |  | 0.00046493
| 0.0016772 |  | 0 |  | 0.0012908 |  | 0.00089648 |  | 0 |  | 0.00066252
| 0.0019442 |  | 0 |  | 0.0013863 |  | 0.00090342 |  | 0 |  | 0.00089279
| 0.0014802 |  | 0 |  | 0.0013625 |  | 0.00088365 |  | 0 |  | 0.0010006
| 0.0010462 |  | 0 |  | 0.0011705 |  | 0.00085135 |  | 0 |  | 0.0009247
| 0.0017426 |  | 0 |  | 0.0010751 |  | 0.00084645 |  | 0 |  | 0.00079632
| 0.0021852 |  | 0 |  | 0.0011717 |  | 0.00088136 |  | 0 |  | 0.00092526
| 0.0016501 |  | 0 |  | 0.0012911 |  | 0.00088272 |  | 0 |  | 0.0010272
| 0.001377 |  | 0 |  | 0.001315 |  | 0.00084903 |  | 0 |  | 0.00072429
| 0.0011414 |  | 0 |  | 0.0012196 |  | 0.00079296 |  | 0 |  | 0.00089968
| 0.001379 |  | 0 |  | 0.0011719 |  | 0.00082809 |  | 0 |  | 0.00093576
| 0.0017156 |  | 0 |  | 0.0011719 |  | 0.00090133 |  | 0 |  | 0.00068488
| 0.0013906 |  | 0 |  | 0.0011958 |  | 0.000876 |  | 0 |  | 0.00069834
| 0.0013483 |  | 0 |  | 0.0011958 |  | 0.00083154 |  | 0 |  | 0.00072931
| 0.0017768 |  | 0 |  | 0.0012436 |  | 0.00081879 |  | 0 |  | 0.00074002
| 0.0022745 |  | 0 |  | 0.0012198 |  | 0.00086666 |  | 0 |  | 0.00070076
| 0.0021739 |  | 0 |  | 0.001196 |  | 0.00086182 |  | 0 |  | 0.00081822
| 0.0018415 |  | 0 |  | 0.0012199 |  | 0.00084688 |  | 0 |  | 0.00095923
| 0.0017911 |  | 0 |  | 0.00122 |  | 0.00086437 |  | 0 |  | 0.0010032
| 0.0020139 |  | 0 |  | 0.0012438 |  | 0.00082133 |  | 0 |  | 0.00083475
| 0.0016643 |  | 0 |  | 0.0012438 |  | 0.00080035 |  | 0 |  | 0.00081419
| 0.0013469 |  | 0 |  | 0.0011962 |  | 0.00078061 |  | 0 |  | 0.0010023
| 0.0016698 |  | 0 |  | 0.0011962 |  | 0.00078078 |  | 0 |  | 0.0010023
| 0.0016599 |  | 0 |  | 0.0011962 |  | 0.00081551 |  | 0 |  | 0.0009953
| 0.0012138 |  | 0 |  | 0.0011485 |  | 0.00079943 |  | 0 |  | 0.00083747
| 0.0014185 |  | 0 |  | 0.0011247 |  | 0.00079008 |  | 0 |  | 0.00078317
| 0.0022544 |  | 0 |  | 0.0011963 |  | 0.00081572 |  | 0 |  | 0.00088632
| 0.0021931 |  | 0 |  | 0.0012203 |  | 0.00082619 |  | 0 |  | 0.00063479
| 0.001702 |  | 0 |  | 0.0011726 |  | 0.00079594 |  | 0 |  | 0.00069501
| 0.0016103 |  | 0 |  | 0.0011726 |  | 0.00080521 |  | 0 |  | 0.00098471
| 0.0016684 |  | 0 |  | 0.0011726 |  | 0.00082968 |  | 0 |  | 0.00097587
| 0.0015515 |  | 0 |  | 0.001052 |  | 0.00080662 |  | 0 |  | 0.00073697
| 0.001363 |  | 0 |  | 0.00095536 |  | 0.00082968 |  | 0 |  | 0.00073777
| 0.0015464 |  | 0 |  | 0.00098044 |  | 0.00087176 |  | 0 |  | 0.00075649
| 0.0015046 |  | 0 |  | 0.0010056 |  | 0.00086831 |  | 0 |  | 0.00065899
| 0.001491 |  | 0 |  | 0.00098052 |  | 0.00080196 |  | 0 |  | 0.00061202
| 0.0016814 |  | 0 |  | 0.00095544 |  | 0.0007426 |  | 0 |  | 0.00054039
| 0.0017433 |  | 0 |  | 0.0010523 |  | 0.00079731 |  | 0 |  | 0.00098216
| 0.0016985 |  | 0 |  | 0.0011968 |  | 0.0008415 |  | 0 |  | 0.0011454
| 0.0021968 |  | 0 |  | 0.0011001 |  | 0.00081148 |  | 0 |  | 0.00090831
| 0.0023373 |  | 0 |  | 0.00095556 |  | 0.00078334 |  | 0 |  | 0.00078172
| 0.0019143 |  | 0 |  | 0.0009556 |  | 0.00078005 |  | 0 |  | 0.00089769
| 0.0018635 |  | 0 |  | 0.00098077 |  | 0.00077306 |  | 0 |  | 0.0010523
| 0.0012239 |  | 0 |  | 0.00098073 |  | 0.00073581 |  | 0 |  | 0.00086288
| 0.0008794 |  | 0 |  | 0.00095572 |  | 0.00077073 |  | 0 |  | 0.00091827
| 0.0013875 |  | 0 |  | 0.00095572 |  | 0.00075676 |  | 0 |  | 0.00089187
| 0.0016489 |  | 0 |  | 0.0010286 |  | 0.00076491 |  | 0 |  | 0.00079661
| 0.0014615 |  | 0 |  | 0.0010287 |  | 0.00079888 |  | 0 |  | 0.0008084
| 0.0015387 |  | 0 |  | 0.0009558 |  | 0.00074163 |  | 0 |  | 0.00075169
| 0.0014636 |  | 0 |  | 0.00095584 |  | 0.00076977 |  | 0 |  | 0.0007026
| 0.0014457 |  | 0 |  | 0.00095588 |  | 0.00083706 |  | 0 |  | 0.00087095
| 0.0014497 |  | 0 |  | 0.00090812 |  | 0.00083615 |  | 0 |  | 0.00094939
| 0.00090531 |  | 0 |  | 0.00090812 |  | 0.00081751 |  | 0 |  | 0.00080856
| 0.00085316 |  | 0 |  | 0.00095596 |  | 0.0007686 |  | 0 |  | 0.00085881
| 0.0014719 |  | 0 |  | 0.000956 |  | 0.00073272 |  | 0 |  | 0.00052425
| 0.0019398 |  | 0 |  | 0.00095604 |  | 0.00072668 |  | 0 |  | 0.00055285
| 0.0019389 |  | 0 |  | 0.0010767 |  | 0.00073134 |  | 0 |  | 0.0009318
| 0.0015298 |  | 0 |  | 0.0010768 |  | 0.00076414 |  | 0 |  | 0.0008238
| 0.0010385 |  | 0 |  | 0.0010768 |  | 0.00078744 |  | 0 |  | 0.00078575
| 0.0013724 |  | 0 |  | 0.0011258 |  | 0.00080142 |  | 0 |  | 0.00072859
| 0.0015756 |  | 0 |  | 0.0011259 |  | 0.00080375 |  | 0 |  | 0.0005993
| 0.0012653 |  | 0 |  | 0.0010052 |  | 0.00080491 |  | 0 |  | 0.00064794
| 0.0011296 |  | 0 |  | 0.00088449 |  | 0.00079559 |  | 0 |  | 0.00069874
| 0.0011536 |  | 0 |  | 0.00088456 |  | 0.0007723 |  | 0 |  | 0.00080098
| 0.0011253 |  | 0 |  | 0.00090966 |  | 0.00080166 |  | 0 |  | 0.000675
| 0.00092647 |  | 0 |  | 0.00088579 |  | 0.00079093 |  | 0 |  | 0.00077865
| 0.0013653 |  | 0 |  | 0.00086069 |  | 0.00076317 |  | 0 |  | 0.00076353
| 0.0023385 |  | 0 |  | 0.0009564 |  | 0.00080046 |  | 0 |  | 0.00040075
| 0.0020883 |  | 0 |  | 0.0010054 |  | 0.00081889 |  | 0 |  | 0.00040372
| 0.0011279 |  | 0 |  | 0.00086199 |  | 0.00077253 |  | 0 |  | 0.00044868
| 0.0014639 |  | 0 |  | 0.00081297 |  | 0.00072025 |  | 0 |  | 0.00067744
| 0.0011684 |  | 0 |  | 0.00093257 |  | 0.00070958 |  | 0 |  | 0.00065632
| 0.0011416 |  | 0 |  | 0.00081304 |  | 0.00075269 |  | 0 |  | 0.00059517
| 0.0013499 |  | 0 |  | 0.00074133 |  | 0.00077389 |  | 0 |  | 0.00077663
| 0.0014282 |  | 0 |  | 0.00088601 |  | 0.00075036 |  | 0 |  | 0.00075917
| 0.0021269 |  | 0 |  | 0.00093392 |  | 0.00075754 |  | 0 |  | 0.00063931
| 0.0014173 |  | 0 |  | 0.00093392 |  | 0.00077156 |  | 0 |  | 0.00060666
| 0.0013499 |  | 0 |  | 0.00088609 |  | 0.00078202 |  | 0 |  | 0.00087144
| 0.0016483 |  | 0 |  | 0.00086101 |  | 0.00075405 |  | 0 |  | 0.0010195
| 0.0017826 |  | 0 |  | 0.00083713 |  | 0.00072261 |  | 0 |  | 0.0010411
| 0.0019169 |  | 0 |  | 0.00074149 |  | 0.00071442 |  | 0 |  | 0.00098062
| 0.0018235 |  | 0 |  | 0.00074152 |  | 0.00077056 |  | 0 |  | 0.00084471
| 0.0019302 |  | 0 |  | 0.00078936 |  | 0.00083683 |  | 0 |  | 0.0010295
| 0.0018757 |  | 0 |  | 0.00064587 |  | 0.00079154 |  | 0 |  | 0.00088014
| 0.0013217 |  | 0 |  | 0.00069374 |  | 0.00072626 |  | 0 |  | 0.00054804
| 0.00091472 |  | 0 |  | 0.00083727 |  | 0.00069948 |  | 0 |  | 0.00066517
| 0.0012294 |  | 0 |  | 0.00074161 |  | 0.00069129 |  | 0 |  | 0.00073522
| 0.0016243 |  | 0 |  | 0.00074164 |  | 0.00073445 |  | 0 |  | 0.00072244
| 0.0019968 |  | 0 |  | 0.00081342 |  | 0.00078222 |  | 0 |  | 0.00081054
| 0.0015512 |  | 0 |  | 0.00081348 |  | 0.0007463 |  | 0 |  | 0.00081113
| 0.0015101 |  | 0 |  | 0.00093431 |  | 0.00067147 |  | 0 |  | 0.00077946
| 0.0019863 |  | 0 |  | 0.00093431 |  | 0.00072065 |  | 0 |  | 0.00075097
| 0.002033 |  | 0 |  | 0.00083748 |  | 0.00076493 |  | 0 |  | 0.00070062
| 0.0014707 |  | 0 |  | 0.00074177 |  | 0.0007123 |  | 0 |  | 0.00072694
| 0.0012559 |  | 0 |  | 0.00064608 |  | 0.00070196 |  | 0 |  | 0.00073067
| 0.0010573 |  | 0 |  | 0.00062215 |  | 0.00074183 |  | 0 |  | 0.00061762
| 0.00087728 |  | 0 |  | 0.000694 |  | 0.00075443 |  | 0 |  | 0.00074195
| 0.0019601 |  | 0 |  | 0.00088545 |  | 0.0006915 |  | 0 |  | 0.00093308
| 0.0022566 |  | 0 |  | 0.00086152 |  | 0.00071034 |  | 0 |  | 0.00089588
| 0.0018732 |  | 0 |  | 0.00081372 |  | 0.00072295 |  | 0 |  | 0.00095798
| 0.0014994 |  | 0 |  | 0.00074192 |  | 0.000722 |  | 0 |  | 0.0010147
| 0.0013235 |  | 0 |  | 0.00071802 |  | 0.00075346 |  | 0 |  | 0.00099295
| 0.001507 |  | 0 |  | 0.00071802 |  | 0.00075116 |  | 0 |  | 0.0007429
| 0.0014217 |  | 0 |  | 0.0005984 |  | 0.000715 |  | 0 |  | 0.00048428
| 0.0013291 |  | 0 |  | 0.00062234 |  | 0.00070098 |  | 0 |  | 0.00048703
| 0.0018706 |  | 0 |  | 0.00074202 |  | 0.0007185 |  | 0 |  | 0.00065369
| 0.0021087 |  | 0 |  | 0.00076602 |  | 0.000708 |  | 0 |  | 0.00071427
| 0.0011726 |  | 0 |  | 0.00076602 |  | 0.00072916 |  | 0 |  | 0.00041596
| 0.0011797 |  | 0 |  | 0.00069423 |  | 0.00070684 |  | 0 |  | 0.00052014
| 0.0018181 |  | 0 |  | 0.00059847 |  | 0.00072102 |  | 0 |  | 0.00081318
| 0.0014451 |  | 0 |  | 0.00071823 |  | 0.00076416 |  | 0 |  | 0.00080297
| 0.0011547 |  | 0 |  | 0.00069429 |  | 0.00071052 |  | 0 |  | 0.00061841
| 0.00093158 |  | 0 |  | 0.00062247 |  | 0.00071519 |  | 0 |  | 0.00075446
| 0.00087405 |  | 0 |  | 0.000838 |  | 0.00072802 |  | 0 |  | 0.00097539
| 0.001144 |  | 0 |  | 0.000838 |  | 0.0006675 |  | 0 |  | 0.00074095
| 0.0014417 |  | 0 |  | 0.00064649 |  | 0.00065919 |  | 0 |  | 0.00067874
| 0.0014485 |  | 0 |  | 0.00067043 |  | 0.00071654 |  | 0 |  | 0.00074114
| 0.00097948 |  | 0 |  | 0.00079019 |  | 0.00071752 |  | 0 |  | 0.00067002
| 0.0010235 |  | 0 |  | 0.00079022 |  | 0.0007072 |  | 0 |  | 0.00086405
| 0.0011735 |  | 0 |  | 0.00069446 |  | 0.00073518 |  | 0 |  | 0.0010054
| 0.0012417 |  | 0 |  | 0.00052683 |  | 0.0006932 |  | 0 |  | 0.00064878
| 0.0011507 |  | 0 |  | 0.00047898 |  | 0.00070837 |  | 0 |  | 0.00036737
| 0.0012981 |  | 0 |  | 0.0005508 |  | 0.00075758 |  | 0 |  | 0.00054978
| 0.0020103 |  | 0 |  | 0.00050295 |  | 0.00072471 |  | 0 |  | 0.00066384
| 0.0023331 |  | 0 |  | 0.00055085 |  | 0.00070253 |  | 0 |  | 0.00064103
| 0.0018371 |  | 0 |  | 0.00071853 |  | 0.00071555 |  | 0 |  | 0.00068393
| 0.0013182 |  | 0 |  | 0.00071853 |  | 0.0007389 |  | 0 |  | 0.000926
| 0.0011227 |  | 0 |  | 0.00071859 |  | 0.00071089 |  | 0 |  | 0.0011432
| 0.0014773 |  | 0 |  | 0.00071859 |  | 0.00070855 |  | 0 |  | 0.0011613
| 0.0015095 |  | 0 |  | 0.00064676 |  | 0.0007319 |  | 0 |  | 0.00074502
| 0.00098249 |  | 0 |  | 0.00059885 |  | 0.00077739 |  | 0 |  | 0.00049652
| 0.00073916 |  | 0 |  | 0.00057492 |  | 0.00074824 |  | 0 |  | 0.00088365
| 0.00094299 |  | 0 |  | 0.00062286 |  | 0.00065736 |  | 0 |  | 0.00077486
| 0.0017014 |  | 0 |  | 0.00067077 |  | 0.00066303 |  | 0 |  | 0.00061748
| 0.0022128 |  | 0 |  | 0.00062291 |  | 0.00076595 |  | 0 |  | 0.00046578
| 0.0018815 |  | 0 |  | 0.00059895 |  | 0.00077065 |  | 0 |  | 0.00019418
| 0.0016577 |  | 0 |  | 0.00064687 |  | 0.00068421 |  | 0 |  | 0.00044723
| 0.0012417 |  | 0 |  | 0.00069481 |  | 0.00070406 |  | 0 |  | 0.0007826
| 0.0010122 |  | 0 |  | 0.000599 |  | 0.00073325 |  | 0 |  | 0.0011206
| 0.0011433 |  | 0 |  | 0.00050318 |  | 0.00071807 |  | 0 |  | 0.0012117
| 0.00083644 |  | 0 |  | 0.00059905 |  | 0.00073092 |  | 0 |  | 0.00092633
| 0.0009313 |  | 0 |  | 0.00074282 |  | 0.00074162 |  | 0 |  | 0.00071275
| 0.001242 |  | 0 |  | 0.00074285 |  | 0.00068888 |  | 0 |  | 0.00072785
| 0.0016232 |  | 0 |  | 0.00071889 |  | 0.00066804 |  | 0 |  | 0.00087924
| 0.0014372 |  | 0 |  | 0.00071892 |  | 0.00067738 |  | 0 |  | 0.0008624
| 0.0007217 |  | 0 |  | 0.00079084 |  | 0.00067388 |  | 0 |  | 0.00070548
| 0.00073963 |  | 0 |  | 0.00079088 |  | 0.00061785 |  | 0 |  | 0.00054722
| 0.0008454 |  | 0 |  | 0.00071898 |  | 0.000633 |  | 0 |  | 0.00079818
| 0.0015497 |  | 0 |  | 0.00067108 |  | 0.00074629 |  | 0 |  | 0.00082281
| 0.0019482 |  | 0 |  | 0.00055126 |  | 0.00076868 |  | 0 |  | 0.00083898
| 0.0012922 |  | 0 |  | 0.0005992 |  | 0.0006984 |  | 0 |  | 0.0010383
| 0.00127 |  | 0 |  | 0.00071907 |  | 0.00070796 |  | 0 |  | 0.0011691
| 0.0011044 |  | 0 |  | 0.00067116 |  | 0.00073597 |  | 0 |  | 0.0013495
| 0.0012708 |  | 0 |  | 0.00064722 |  | 0.0007348 |  | 0 |  | 0.0010119
| 0.0015635 |  | 0 |  | 0.0005753 |  | 0.00073363 |  | 0 |  | 0.00083583
| 0.0011304 |  | 0 |  | 0.00055136 |  | 0.00067759 |  | 0 |  | 0.00056016
| 0.0011898 |  | 0 |  | 0.0005993 |  | 0.00073129 |  | 0 |  | 0.00091522
| 0.0013055 |  | 0 |  | 0.00064727 |  | 0.00071611 |  | 0 |  | 0.0012747
| 0.00093642 |  | 0 |  | 0.00071922 |  | 0.00068591 |  | 0 |  | 0.00087693
| 0.0012475 |  | 0 |  | 0.0006713 |  | 0.00068927 |  | 0 |  | 0.0010252
| 0.0013364 |  | 0 |  | 0.0005754 |  | 0.00069993 |  | 0 |  | 0.0008804
| 0.0013303 |  | 0 |  | 0.0006953 |  | 0.00075719 |  | 0 |  | 0.0008438
| 0.0016376 |  | 0 |  | 0.00074329 |  | 0.00078994 |  | 0 |  | 0.00093845
| 0.0011254 |  | 0 |  | 0.00067136 |  | 0.00078874 |  | 0 |  | 0.00061352
| 0.0010698 |  | 0 |  | 0.00059945 |  | 0.00076657 |  | 0 |  | 0.00072195
| 0.0013851 |  | 0 |  | 0.00059948 |  | 0.00071746 |  | 0 |  | 0.00081576
| 0.0010366 |  | 0 |  | 0.00076736 |  | 0.0007198 |  | 0 |  | 0.00079582
| 0.00066928 |  | 0 |  | 0.00076736 |  | 0.00073638 |  | 0 |  | 0.00081548
| 0.0012768 |  | 0 |  | 0.00069545 |  | 0.00069058 |  | 0 |  | 0.00073349
| 0.0012611 |  | 0 |  | 0.00071943 |  | 0.00075157 |  | 0 |  | 0.00066685
| 0.0014045 |  | 0 |  | 0.00062353 |  | 0.00079362 |  | 0 |  | 0.00078866
| 0.0017503 |  | 0 |  | 0.00057559 |  | 0.00073284 |  | 0 |  | 0.00076493
| 0.0014119 |  | 0 |  | 0.00064757 |  | 0.00072586 |  | 0 |  | 0.00050452
| 0.0014148 |  | 0 |  | 0.0007435 |  | 0.00075504 |  | 0 |  | 0.00051725
| 0.0011584 |  | 0 |  | 0.0007915 |  | 0.00076092 |  | 0 |  | 0.0006306
| 0.0013486 |  | 0 |  | 0.00079154 |  | 0.00074705 |  | 0 |  | 0.00071665
| 0.0012453 |  | 0 |  | 0.00076755 |  | 0.00074573 |  | 0 |  | 0.00066251
| 0.0011488 |  | 0 |  | 0.00069562 |  | 0.00071666 |  | 0 |  | 0.00079271
| 0.0011835 |  | 0 |  | 0.0005997 |  | 0.00073072 |  | 0 |  | 0.00074034
| 0.0009023 |  | 0 |  | 0.00047976 |  | 0.00074241 |  | 0 |  | 0.0004684
| 0.001433 |  | 0 |  | 0.00059973 |  | 0.00071297 |  | 0 |  | 0.00052946
| 0.0018445 |  | 0 |  | 0.0007197 |  | 0.00072389 |  | 0 |  | 0.00087831
| 0.0017228 |  | 0 |  | 0.00057576 |  | 0.00072484 |  | 0 |  | 0.001063
| 0.00075754 |  | 0 |  | 0.00057578 |  | 0.00074826 |  | 0 |  | 0.00051034
| 0.00088693 |  | 0 |  | 0.00062379 |  | 0.00079055 |  | 0 |  | 0.00046898
| 0.0015333 |  | 0 |  | 0.00055184 |  | 0.00080551 |  | 0 |  | 0.00076239
| 0.0010556 |  | 0 |  | 0.00052785 |  | 0.00080575 |  | 0 |  | 0.00082405
| 0.0010531 |  | 0 |  | 0.00059985 |  | 0.00076225 |  | 0 |  | 0.0010124
| 0.0017266 |  | 0 |  | 0.00069583 |  | 0.0007543 |  | 0 |  | 0.00089
| 0.0019685 |  | 0 |  | 0.00079184 |  | 0.00076716 |  | 0 |  | 0.0007353
| 0.0019561 |  | 0 |  | 0.00071988 |  | 0.00073438 |  | 0 |  | 0.00056614
| 0.0017867 |  | 0 |  | 0.00069591 |  | 0.00069951 |  | 0 |  | 0.00037
| 0.0011749 |  | 0 |  | 0.00088789 |  | 0.00071804 |  | 0 |  | 0.00043907
| 0.0016259 |  | 0 |  | 0.0010091 |  | 0.00077087 |  | 0 |  | 0.00099751
| 0.0018985 |  | 0 |  | 0.00069714 |  | 0.00080922 |  | 0 |  | 0.0013037
| 0.0014289 |  | 0 |  | 0.000552 |  | 0.00078139 |  | 0 |  | 0.00083235
| 0.0015843 |  | 0 |  | 0.000576 |  | 0.00075683 |  | 0 |  | 0.00056105
| 0.0019179 |  | 0 |  | 0.000624 |  | 0.00077651 |  | 0 |  | 0.00079799
| 0.0019223 |  | 0 |  | 0.00067203 |  | 0.00078253 |  | 0 |  | 0.00084818
| 0.0012732 |  | 0 |  | 0.00036003 |  | 0.0007266 |  | 0 |  | 0.00077384
| 0.00089652 |  | 0 |  | 0.00060007 |  | 0.00073577 |  | 0 |  | 0.00081268
| 0.00053999 |  | 0 |  | 0.00067208 |  | 0.00080596 |  | 0 |  | 0.00075476
| 0.00087905 |  | 0 |  | 0.00064811 |  | 0.0007383 |  | 0 |  | 0.00076526
| 0.0020653 |  | 0 |  | 0.00079216 |  | 0.00072989 |  | 0 |  | 0.00076155
| 0.001354 |  | 0 |  | 0.00067214 |  | 0.00078861 |  | 0 |  | 0.00078269
| 0.00062247 |  | 0 |  | 0.00050413 |  | 0.0007968 |  | 0 |  | 0.00078397
| 0.0013199 |  | 0 |  | 0.00060018 |  | 0.0008085 |  | 0 |  | 0.0006078
| 0.0014992 |  | 0 |  | 0.00064819 |  | 0.00078159 |  | 0 |  | 0.00083864
| 0.0011961 |  | 0 |  | 0.00067222 |  | 0.00069852 |  | 0 |  | 0.0010973
| 0.0017062 |  | 0 |  | 0.00086432 |  | 0.00070554 |  | 0 |  | 0.00072793
| 0.0016772 |  | 0 |  | 0.0007923 |  | 0.00073966 |  | 0 |  | 0.0006
| 0.0013485 |  | 0 |  | 0.00067228 |  | 0.00073245 |  | 0 |  | 0.00079573
| 0.0018297 |  | 0 |  | 0.00072033 |  | 0.00077357 |  | 0 |  | 0.00065239
| 0.0022115 |  | 0 |  | 0.00072036 |  | 0.00078042 |  | 0 |  | 0.0006212
| 0.0018445 |  | 0 |  | 0.00064832 |  | 0.00075254 |  | 0 |  | 0.00083043
| 0.001527 |  | 0 |  | 0.00050425 |  | 0.00078765 |  | 0 |  | 0.00088496
| 0.0015224 |  | 0 |  | 0.00045627 |  | 0.00078648 |  | 0 |  | 0.00097126
| 0.0018161 |  | 0 |  | 0.00055232 |  | 0.00076092 |  | 0 |  | 0.0010574
| 0.0010466 |  | 0 |  | 0.00057634 |  | 0.0007736 |  | 0 |  | 0.0010212
| 0.00064667 |  | 0 |  | 0.00055237 |  | 0.00069636 |  | 0 |  | 0.0008254
| 0.0010938 |  | 0 |  | 0.00052835 |  | 0.00038397 |  | 0 |  | 0.0005478
| 0.00090621 |  | 0 |  | 0.00050436 |  | 0.00072562 |  | 0 |  | 0.00088847
| 0.00031823 |  | 0 |  | 0.00048034 |  | 0.00074222 |  | 0 |  | 0.00061323
| 0.0015443 |  | 0 |  | 0.00064849 |  | 0.00074219 |  | 0 |  | 0.00076203
| 0.0012841 |  | 0 |  | 0.00069655 |  | 0.00078434 |  | 0 |  | 0.0010674
| 0.0011926 |  | 0 |  | 0.00043234 |  | 0.00085457 |  | 0 |  | 0.0010745
| 0.0015027 |  | 0 |  | 0.00050442 |  | 0.00087096 |  | 0 |  | 0.0010468
| 0.0013911 |  | 0 |  | 0.00067259 |  | 0.00077146 |  | 0 |  | 0.00082475
| 0.0012649 |  | 0 |  | 0.00064857 |  | 0.00071428 |  | 0 |  | 0.00075253
| 0.00084082 |  | 0 |  | 0.00060055 |  | 0.00079136 |  | 0 |  | 0.00075647
| 0.0014224 |  | 0 |  | 0.00060057 |  | 0.00077868 |  | 0 |  | 0.0010213
| 0.0013796 |  | 0 |  | 0.00057655 |  | 0.00074007 |  | 0 |  | 0.0014264
| 0.0012043 |  | 0 |  | 0.00052853 |  | 0.00076463 |  | 0 |  | 0.0010095
| 0.0016908 |  | 0 |  | 0.00052855 |  | 0.00077517 |  | 0 |  | 0.00067026
| 0.0017006 |  | 0 |  | 0.0004805 |  | 0.00075058 |  | 0 |  | 0.00078269
| 0.0016363 |  | 0 |  | 0.00057662 |  | 0.00077166 |  | 0 |  | 0.00098126
| 0.0014049 |  | 0 |  | 0.00079289 |  | 0.00080096 |  | 0 |  | 0.00058374
| 0.001351 |  | 0 |  | 0.00079289 |  | 0.00078708 |  | 0 |  | 0.00019254
| 0.001576 |  | 0 |  | 0.00057667 |  | 0.00078571 |  | 0 |  | 0.0003153
| 0.00089775 |  | 0 |  | 0.00050461 |  | 0.00079059 |  | 0 |  | 0.00058193
| 0.0010125 |  | 0 |  | 0.00052864 |  | 0.00079766 |  | 0 |  | 0.00064427
| 0.001881 |  | 0 |  | 0.00052866 |  | 0.00076483 |  | 0 |  | 0.00062376
| 0.0020152 |  | 0 |  | 0.00057674 |  | 0.00075897 |  | 0 |  | 0.00088421
| 0.0014469 |  | 0 |  | 0.00062481 |  | 0.00081991 |  | 0 |  | 0.00076645
| 0.0015799 |  | 0 |  | 0.00079426 |  | 0.0008187 |  | 0 |  | 0.00056642
| 0.00098257 |  | 0 |  | 0.00096252 |  | 0.00073906 |  | 0 |  | 0.00092096
| 0.0008656 |  | 0 |  | 0.00079309 |  | 0.00068067 |  | 0 |  | 0.0011468
| 0.00123 |  | 0 |  | 0.00057682 |  | 0.00072972 |  | 0 |  | 0.00089821
| 0.0016516 |  | 0 |  | 0.00062491 |  | 0.00072988 |  | 0 |  | 0.0010441
| 0.0017064 |  | 0 |  | 0.00072105 |  | 0.00075685 |  | 0 |  | 0.00098059
| 0.0015472 |  | 0 |  | 0.0006009 |  | 0.00085735 |  | 0 |  | 0.00095447
| 0.002499 |  | 0 |  | 0.0006009 |  | 0.00087398 |  | 0 |  | 0.00079416
| 0.0019933 |  | 0 |  | 0.00062496 |  | 0.00082385 |  | 0 |  | 0.00033449
| 0.0021842 |  | 0 |  | 0.0005048 |  | 0.00080485 |  | 0 |  | 0.00016595
| 0.0020334 |  | 0 |  | 0.0005529 |  | 0.00083887 |  | 0 |  | 0.00042629
| 0.00081453 |  | 0 |  | 0.00062501 |  | 0.00082381 |  | 0 |  | 0.00097001
| 0.0010121 |  | 0 |  | 0.0004808 |  | 0.00078025 |  | 0 |  | 0.0010998
| 0.0016404 |  | 0 |  | 0.0003606 |  | 0.0007383 |  | 0 |  | 0.00099179
| 0.002214 |  | 0 |  | 0.00050486 |  | 0.00074295 |  | 0 |  | 0.00083957
| 0.0018712 |  | 0 |  | 0.00067318 |  | 0.0008002 |  | 0 |  | 0.00088054
| 0.0018431 |  | 0 |  | 0.00057701 |  | 0.00078748 |  | 0 |  | 0.00077619
| 0.0019785 |  | 0 |  | 0.00055299 |  | 0.00078186 |  | 0 |  | 0.00054512
| 0.0016284 |  | 0 |  | 0.00062514 |  | 0.00077342 |  | 0 |  | 0.0010111
| 0.0012576 |  | 0 |  | 0.00076941 |  | 0.00073009 |  | 0 |  | 0.00089458
| 0.0013062 |  | 0 |  | 0.00088966 |  | 0.00075467 |  | 0 |  | 0.00033868
| 0.0014495 |  | 0 |  | 0.00079352 |  | 0.00074904 |  | 0 |  | 0.00057508
| 0.0012945 |  | 0 |  | 0.0006252 |  | 0.00074435 |  | 0 |  | 0.00051996
| 0.002053 |  | 0 |  | 0.00050499 |  | 0.00073827 |  | 0 |  | 0.00047979
| 0.0022079 |  | 0 |  | 0.00050501 |  | 0.00075841 |  | 0 |  | 0.00058073
| 0.0017762 |  | 0 |  | 0.00050501 |  | 0.00081699 |  | 0 |  | 0.00056786
| 0.0016762 |  | 0 |  | 0.00048098 |  | 0.00077717 |  | 0 |  | 0.00061911
| 0.0016656 |  | 0 |  | 0.0005772 |  | 0.00077737 |  | 0 |  | 0.00084329
| 0.0020887 |  | 0 |  | 0.00060125 |  | 0.00083574 |  | 0 |  | 0.0011582
| 0.0014278 |  | 0 |  | 0.00062533 |  | 0.00088032 |  | 0 |  | 0.00090436
| 0.0011497 |  | 0 |  | 0.00069748 |  | 0.00089579 |  | 0 |  | 0.00098567
| 0.0020035 |  | 0 |  | 0.0006494 |  | 0.00088989 |  | 0 |  | 0.00095028
| 0.0019141 |  | 0 |  | 0.00055322 |  | 0.00089673 |  | 0 |  | 0.00087636
| 0.0011524 |  | 0 |  | 0.00060132 |  | 0.0008102 |  | 0 |  | 0.00097253
| 0.00077469 |  | 0 |  | 0.00062543 |  | 0.0007492 |  | 0 |  | 0.0010535
| 0.0010356 |  | 0 |  | 0.00060135 |  | 0.00088993 |  | 0 |  | 0.0010562
| 0.00091146 |  | 0 |  | 0.0006014 |  | 0.00089602 |  | 0 |  | 0.00061732
| 0.0017501 |  | 0 |  | 0.0006014 |  | 0.00073398 |  | 0 |  | 0.00070496
| 0.0022135 |  | 0 |  | 0.00062546 |  | 0.0007492 |  | 0 |  | 0.00064686
| 0.0019217 |  | 0 |  | 0.00072171 |  | 0.0008409 |  | 0 |  | 0.0004041
| 0.002242 |  | 0 |  | 0.00067362 |  | 0.00080689 |  | 0 |  | 0.00050861
| 0.0019109 |  | 0 |  | 0.000409 |  | 0.0008231 |  | 0 |  | 0.00078686
| 0.0017647 |  | 0 |  | 0.000409 |  | 0.00085845 |  | 0 |  | 0.0013027
| 0.0017337 |  | 0 |  | 0.0006015 |  | 0.00081627 |  | 0 |  | 0.001242
| 0.0016521 |  | 0 |  | 0.00057744 |  | 0.00079516 |  | 0 |  | 0.00076347
| 0.001665 |  | 0 |  | 0.00055343 |  | 0.0008104 |  | 0 |  | 0.00035203
| 0.0018621 |  | 0 |  | 0.00057746 |  | 0.00083994 |  | 0 |  | 0.00049872
| 0.0015568 |  | 0 |  | 0.00060158 |  | 0.00087022 |  | 0 |  | 0.00094975
| 0.0016054 |  | 0 |  | 0.00062564 |  | 0.00084694 |  | 0 |  | 0.00074811
| 0.0023193 |  | 0 |  | 0.0006497 |  | 0.00083738 |  | 0 |  | 0.0010356
| 0.002251 |  | 0 |  | 0.00074602 |  | 0.0009115 |  | 0 |  | 0.0012954
| 0.0022688 |  | 0 |  | 0.00086754 |  | 0.00089038 |  | 0 |  | 0.00070506
| 0.0017582 |  | 0 |  | 0.00093974 |  | 0.00080123 |  | 0 |  | 0.00079139
| 0.00078966 |  | 0 |  | 0.00091571 |  | 0.00077894 |  | 0 |  | 0.001311
| 0.0018435 |  | 0 |  | 0.00072321 |  | 0.00078246 |  | 0 |  | 0.00071814
| 0.0023915 |  | 0 |  | 0.00074731 |  | 0.00076017 |  | 0 |  | 0.00083962
| 0.001832 |  | 0 |  | 0.00079545 |  | 0.00075684 |  | 0 |  | 0.0010746
| 0.0018527 |  | 0 |  | 0.00072207 |  | 0.00088569 |  | 0 |  | 0.00031865
| 0.0012878 |  | 0 |  | 0.00064986 |  | 0.00099152 |  | 0 |  | 0.00054475
| 0.00071686 |  | 0 |  | 0.00067396 |  | 0.00092816 |  | 0 |  | 0.0011147
| 0.0012984 |  | 0 |  | 0.00093877 |  | 0.00087888 |  | 0 |  | 0.00077085
| 0.003062 |  | 0 |  | 0.00089063 |  | 0.00090117 |  | 0 |  | 0.00022889
| 0.0030637 |  | 0 |  | 0.00067402 |  | 0.00086128 |  | 0 |  | 0.0011684
| 0.0020876 |  | 0 |  | 0.00084376 |  | 0.00082373 |  | 0 |  | 0.001342
| 0.0026178 |  | 0 |  | 0.00084376 |  | 0.00083194 |  | 0 |  | 0.00038252
| 0.0029395 |  | 0 |  | 0.00067407 |  | 0.00089413 |  | 0 |  | 0.0004038
| 0.0022276 |  | 0 |  | 0.00069815 |  | 0.00079459 |  | 0 |  | 0.00075705
| 0.0014704 |  | 0 |  | 0.0010605 |  | 0.00075469 |  | 0 |  | 0.00085485
| 0.00099426 |  | 0 |  | 0.0011569 |  | 0.00086597 |  | 0 |  | 0.00074473
| 0.0017706 |  | 0 |  | 0.0006982 |  | 0.00082042 |  | 0 |  | 0.00064644
| 0.0018491 |  | 0 |  | 0.00067416 |  | 0.00081455 |  | 0 |  | 0.00068326
| 0.00064756 |  | 0 |  | 0.00069826 |  | 0.00085328 |  | 0 |  | 0.0011782
| 0.00039471 |  | 0 |  | 0.00055379 |  | 0.00090496 |  | 0 |  | 0.0012643
| 0.0017802 |  | 0 |  | 0.00081989 |  | 0.0008852 |  | 0 |  | 0.0014072
| 0.0022351 |  | 0 |  | 0.00091621 |  | 0.00087206 |  | 0 |  | 0.0010516
| 0.0017164 |  | 0 |  | 0.00065016 |  | 0.00089553 |  | 0 |  | 0.00041463
| 0.0024551 |  | 0 |  | 0.00043355 |  | 0.00086759 |  | 0 |  | 0.0012422
| 0.0025955 |  | 0 |  | 0.00062743 |  | 0.0008852 |  | 0 |  | 0.0014759
| 0.0017085 |  | 0 |  | 0.00081999 |  | 0.00082418 |  | 0 |  | 0.00074703
| 0.001383 |  | 0 |  | 0.00077062 |  | 0.00076995 |  | 0 |  | 0.00034489
| 0.0012467 |  | 0 |  | 0.00062616 |  | 0.00082415 |  | 0 |  | 0.00066208
| 0.0015156 |  | 0 |  | 0.0004576 |  | 0.00086076 |  | 0 |  | 0.00086739
| 0.0021025 |  | 0 |  | 0.00045761 |  | 0.0008054 |  | 0 |  | 0.00074853
| 0.0033099 |  | 0 |  | 0.00050579 |  | 0.0007948 |  | 0 |  | 0.00048204
| 0.0026567 |  | 0 |  | 0.00081892 |  | 0.00081262 |  | 0 |  | 0.00073397
| 0.0013917 |  | 0 |  | 0.0010851 |  | 0.00083002 |  | 0 |  | 0.001257
| 0.001852 |  | 0 |  | 0.00098877 |  | 0.00087607 |  | 0 |  | 0.00076269
| 0.0017292 |  | 0 |  | 0.00086837 |  | 0.00089951 |  | 0 |  | 0.00063052
| 0.0011418 |  | 0 |  | 0.00060352 |  | 0.00094649 |  | 0 |  | 0.001154
| 0.00075979 |  | 0 |  | 0.00045781 |  | 0.00096532 |  | 0 |  | 0.00087341
| 0.00048762 |  | 0 |  | 0.00045781 |  | 0.00096997 |  | 0 |  | 0.00022
| 0.0010207 |  | 0 |  | 0.00050601 |  | 0.0010064 |  | 0 |  | 0.00056304
| 0.0022292 |  | 0 |  | 0.00086728 |  | 0.000943 |  | 0 |  | 0.0012697
| 0.002599 |  | 0 |  | 0.00084318 |  | 0.00089857 |  | 0 |  | 0.0010377
| 0.0024812 |  | 0 |  | 0.00065048 |  | 0.00093005 |  | 0 |  | 0.00071113
| 0.0023317 |  | 0 |  | 0.00074688 |  | 0.0009127 |  | 0 |  | 0.0010655
| 0.0016875 |  | 0 |  | 0.0010131 |  | 0.00082692 |  | 0 |  | 0.0012493
| 0.001108 |  | 0 |  | 0.0010866 |  | 0.00084553 |  | 0 |  | 0.0012077
| 0.0017726 |  | 0 |  | 0.00091678 |  | 0.00096317 |  | 0 |  | 0.001501
| 0.0024223 |  | 0 |  | 0.00081923 |  | 0.00095641 |  | 0 |  | 0.0014757
| 0.0019566 |  | 0 |  | 0.00065059 |  | 0.00093028 |  | 0 |  | 0.00083829
| 0.0013674 |  | 0 |  | 0.00065059 |  | 0.00089857 |  | 0 |  | 0.00056913
| 0.0012557 |  | 0 |  | 0.00086749 |  | 0.00089508 |  | 0 |  | 0.00035434
| 0.0017011 |  | 0 |  | 0.00089163 |  | 0.00095284 |  | 0 |  | 0.00035256
| 0.0016736 |  | 0 |  | 0.00079523 |  | 0.00093879 |  | 0 |  | 0.00081674
| 0.0016254 |  | 0 |  | 0.00089287 |  | 0.00090914 |  | 0 |  | 0.00091394
| 0.0018687 |  | 0 |  | 0.00074827 |  | 0.00092116 |  | 0 |  | 0.00056777
| 0.0016329 |  | 0 |  | 0.000482 |  | 0.00085885 |  | 0 |  | 0.00056312
| 0.0013235 |  | 0 |  | 0.00055432 |  | 0.00090824 |  | 0 |  | 0.00085527
| 0.0010951 |  | 0 |  | 0.00060252 |  | 0.00097756 |  | 0 |  | 0.0011383
| 0.0014991 |  | 0 |  | 0.00079537 |  | 0.00094462 |  | 0 |  | 0.0011897
| 0.0021213 |  | 0 |  | 0.00074716 |  | 0.00089084 |  | 0 |  | 0.0010688
| 0.0019194 |  | 0 |  | 0.00057847 |  | 0.00089762 |  | 0 |  | 0.0012544
| 0.00088586 |  | 0 |  | 0.00067491 |  | 0.00090729 |  | 0 |  | 0.0007572
| 0.00048793 |  | 0 |  | 0.00069902 |  | 0.00089084 |  | 0 |  | 0.00021161
| 0 |  | 0 |  | 0.00065083 |  | 0.00094697 |  | 0 |  | 0
| 0 |  | 0 |  | 0.00057854 |  | 0.00093315 |  | 0 |  | 0
| 0 |  | 0 |  | 0.00070028 |  | 0.00092606 |  | 0 |  | 0
| 0 |  | 0 |  | 0.00094134 |  | 0.00093315 |  | 0 |  | 0
| 0 |  | 0 |  | 0.00079556 |  | 0.00085815 |  | 0 |  | 0
| 0 |  | 0 |  | 0.00069913 |  | 0.00078738 |  | 0 |  | 0
| 0 |  | 0 |  | 0.00077146 |  | 0.00089554 |  | 0 |  | 0
| 0 |  | 0 |  | 0.00072327 |  | 0.00099452 |  | 0 |  | 0
| 0 |  | 0 |  | 0.00050631 |  | 0.00096979 |  | 0 |  | 0
| 0 |  | 0 |  | 0.000434 |  | 0.00087204 |  | 0 |  | 0
| 0 |  | 0 |  | 0.00062689 |  | 0.00084287 |  | 0 |  | 0
| 0 |  | 0 |  | 0.00060277 |  | 0.00093809 |  | 0 |  | 0
| 0 |  | 0 |  | 0.00055458 |  | 0.0010391 |  | 0 |  | 0
| 0 |  | 0 |  | 0.0007475 |  | 0.0010371 |  | 0 |  | 0
| 0 |  | 0 |  | 0.00091754 |  | 0.00099804 |  | 0 |  | 0
| 0 |  | 0 |  | 0.00077285 |  | 0.001031 |  | 0 |  | 0
| 0 |  | 0 |  | 0.00062696 |  | 0.0010547 |  | 0 |  | 0
| 0 |  | 0 |  | 0.00057876 |  | 0.0010192 |  | 0 |  | 0
| 0 |  | 0 |  | 0.00057878 |  | 0.00098771 |  | 0 |  | 0
| 0 |  | 0 |  | 0.00079586 |  | 0.00098536 |  | 0 |  | 0
| 0 |  | 0 |  | 0.00099 |  | 0.00096772 |  | 0 |  | 0
| 0 |  | 0 |  | 0.0010382 |  | 0.00093127 |  | 0 |  | 0
| 0 |  | 0 |  | 0.00091652 |  | 0.00091712 |  | 0 |  | 0
| 0 |  | 0 |  | 0.00079589 |  | 0.00091128 |  | 0 |  | 0
| 0 |  | 0 |  | 0.00079596 |  | 0.0010456 |  | 0 |  | 0
| 0 |  | 0 |  | 0.00089244 |  | 0.0010912 |  | 0 |  | 0
| 0 |  | 0 |  | 0.0010384 |  | 0.00099267 |  | 0 |  | 0
| 0 |  | 0 |  | 0.0010143 |  | 0.001003 |  | 0 |  | 0
| 0 |  | 0 |  | 0.00084427 |  | 0.0010644 |  | 0 |  | 0
| 0 |  | 0 |  | 0.0007719 |  | 0.001075 |  | 0 |  | 0
| 0 |  | 0 |  | 0.00060307 |  | 0.0010668 |  | 0 |  | 0
| 0 |  | 0 |  | 0.0006031 |  | 0.0010538 |  | 0 |  | 0
| 0 |  | 0 |  | 0.00091792 |  | 0.0010785 |  | 0 |  | 0
| 0 |  | 0 |  | 0.00094208 |  | 0.0010612 |  | 0 |  | 0
| 0 |  | 0 |  | 0.00072375 |  | 0.00096327 |  | 0 |  | 0
| 0 |  | 0 |  | 0.00077203 |  | 0.00094704 |  | 0 |  | 0
| 0 |  | 0 |  | 0.00091683 |  | 0.00091504 |  | 0 |  | 0
| 0 |  | 0 |  | 0.0010628 |  | 0.00096469 |  | 0 |  | 0
| 0 |  | 0 |  | 0.00099045 |  | 0.0010741 |  | 0 |  | 0
| 0 |  | 0 |  | 0.00072387 |  | 0.0010565 |  | 0 |  | 0
| 0 |  | 0 |  | 0.00065148 |  | 0.0010329 |  | 0 |  | 0
| 0 |  | 0 |  | 0.00062735 |  | 0.0010247 |  | 0 |  | 0
| 0 |  | 0 |  | 0.00060325 |  | 0.0010188 |  | 0 |  | 0
| 0 |  | 0 |  | 0.00074806 |  | 0.00099906 |  | 0 |  | 0
| 0 |  | 0 |  | 0.00096649 |  | 0.00098116 |  | 0 |  | 0
| 0 |  | 0 |  | 0.0010401 |  | 0.00099435 |  | 0 |  | 0
| 0 |  | 0 |  | 0.00091822 |  | 0.0010494 |  | 0 |  | 0
| 0 |  | 0 |  | 0.00074812 |  | 0.0011027 |  | 0 |  | 0
| 0 |  | 0 |  | 0.00045855 |  | 0.0010697 |  | 0 |  | 0
| 0 |  | 0 |  | 0.00050684 |  | 0.0010061 |  | 0 |  | 0
| 0 |  | 0 |  | 0.00072405 |  | 0.0010591 |  | 0 |  | 0
| 0 |  | 0 |  | 0.00082059 |  | 0.0010567 |  | 0 |  | 0
| 0 |  | 0 |  | 0.0011356 |  | 0.0010076 |  | 0 |  | 0
| 0 |  | 0 |  | 0.0011851 |  | 0.00096498 |  | 0 |  | 0
| 0 |  | 0 |  | 0.00089428 |  | 0.0010005 |  | 0 |  | 0
| 0 |  | 0 |  | 0.00074828 |  | 0.00099788 |  | 0 |  | 0
| 0 |  | 0 |  | 0.00065175 |  | 0.00098872 |  | 0 |  | 0
| 0 |  | 0 |  | 0.00060348 |  | 0.0010806 |  | 0 |  | 0
| 0 |  | 0 |  | 0.00065175 |  | 0.0010735 |  | 0 |  | 0
| 0 |  | 0 |  | 0.00074837 |  | 0.0010829 |  | 0 |  | 0
| 0 |  | 0 |  | 0.00072423 |  | 0.0011476 |  | 0 |  | 0
| 0 |  | 0 |  | 0.00079786 |  | 0.0010276 |  | 0 |  | 0
| 0 |  | 0 |  | 0.0010164 |  | 0.00099343 |  | 0 |  | 0
| 0 |  | 0 |  | 0.00094278 |  | 0.0010879 |  | 0 |  | 0
| 0 |  | 0 |  | 0.00072429 |  | 0.0010099 |  | 0 |  | 0
| 0 |  | 0 |  | 0.00048288 |  | 0.001022 |  | 0 |  | 0
| 0 |  | 0 |  | 0.00041045 |  | 0.0010455 |  | 0 |  | 0
| 0 |  | 0 |  | 0.00067606 |  | 0.0010879 |  | 0 |  | 0
| 0 |  | 0 |  | 0.00077267 |  | 0.0011232 |  | 0 |  | 0
| 0 |  | 0 |  | 0.00087046 |  | 0.0010302 |  | 0 |  | 0
| 0 |  | 0 |  | 0.0012097 |  | 0.00097724 |  | 0 |  | 0
| 0 |  | 0 |  | 0.0011362 |  | 0.0011044 |  | 0 |  | 0
| 0 |  | 0 |  | 0.00070029 |  | 0.0011317 |  | 0 |  | 0
| 0 |  | 0 |  | 0.0006037 |  | 0.0010161 |  | 0 |  | 0
| 0 |  | 0 |  | 0.00077277 |  | 0.0011117 |  | 0 |  | 0
| 0 |  | 0 |  | 0.0008694 |  | 0.0012225 |  | 0 |  | 0
| 0 |  | 0 |  | 0.0007245 |  | 0.0012009 |  | 0 |  | 0
| 0 |  | 0 |  | 0.00067623 |  | 0.0010658 |  | 0 |  | 0
| 0 |  | 0 |  | 0.00067623 |  | 0.001074 |  | 0 |  | 0
| 0 |  | 0 |  | 0.0006038 |  | 0.0011156 |  | 0 |  | 0
| 0 |  | 0 |  | 0.00055552 |  | 0.0011565 |  | 0 |  | 0
| 0 |  | 0 |  | 0.00057967 |  | 0.0011718 |  | 0 |  | 0
| 0 |  | 0 |  | 0.00086951 |  | 0.0011603 |  | 0 |  | 0
| 0 |  | 0 |  | 0.00099156 |  | 0.0011989 |  | 0 |  | 0
| 0 |  | 0 |  | 0.0008466 |  | 0.0012262 |  | 0 |  | 0
| 0 |  | 0 |  | 0.00074884 |  | 0.0012416 |  | 0 |  | 0
| 0 |  | 0 |  | 0.00079715 |  | 0.0011894 |  | 0 |  | 0
| 0 |  | 0 |  | 0.00086962 |  | 0.0012275 |  | 0 |  | 0
| 0 |  | 0 |  | 0.00082137 |  | 0.0012522 |  | 0 |  | 0
| 0 |  | 0 |  | 0.0008467 |  | 0.0012584 |  | 0 |  | 0
| 0 |  | 0 |  | 0.00084677 |  | 0.0011898 |  | 0 |  | 0
| 0 |  | 0 |  | 0.0012333 |  | 0.0010295 |  | 0 |  | 0
| 0 |  | 0 |  | 0.0015245 |  | 0.0011147 |  | 0 |  | 0
| 0 |  | 0 |  | 0.0013071 |  | 0.0012227 |  | 0 |  | 0
| 0 |  | 0 |  | 0.0011126 |  | 0.0011441 |  | 0 |  | 0
| 0 |  | 0 |  | 0.00089399 |  | 0.0011583 |  | 0 |  | 0
| 0 |  | 0 |  | 0.00096765 |  | 0.0012431 |  | 0 |  | 0
| 0 |  | 0 |  | 0.00087108 |  | 0.0011854 |  | 0 |  | 0
| 0 |  | 0 |  | 0.00089524 |  | 0.0013044 |  | 0 |  | 0
| 0 |  | 0 |  | 0.00062954 |  | 0.0013244 |  | 0 |  | 0
| 0 |  | 0 |  | 0.00055587 |  | 0.0011559 |  | 0 |  | 0
| 0 |  | 0 |  | 0.00057996 |  | 0.0011244 |  | 0 |  | 0
| 0 |  | 0 |  | 0.00065366 |  | 0.0012113 |  | 0 |  | 0
| 0 |  | 0 |  | 0.0011141 |  | 0.0012599 |  | 0 |  | 0
| 0 |  | 0 |  | 0.0012107 |  | 0.0012646 |  | 0 |  | 0
| 0 |  | 0 |  | 0.00082289 |  | 0.0011795 |  | 0 |  | 0
| 0 |  | 0 |  | 0.00077455 |  | 0.0013436 |  | 0 |  | 0
| 0 |  | 0 |  | 0.00079875 |  | 0.001551 |  | 0 |  | 0
| 0 |  | 0 |  | 0.00075045 |  | 0.0014025 |  | 0 |  | 0
| 0 |  | 0 |  | 0.00079879 |  | 0.001305 |  | 0 |  | 0
| 0 |  | 0 |  | 0.0008955 |  | 0.0012953 |  | 0 |  | 0
| 0 |  | 0 |  | 0.0011626 |  | 0.0013483 |  | 0 |  | 0
| 0 |  | 0 |  | 0.0011385 |  | 0.0013227 |  | 0 |  | 0
| 0 |  | 0 |  | 0.0011143 |  | 0.0012602 |  | 0 |  | 0
| 0 |  | 0 |  | 0.0011143 |  | 0.0012246 |  | 0 |  | 0
| 0 |  | 0 |  | 0.0010165 |  | 0.0012885 |  | 0 |  | 0
| 0 |  | 0 |  | 0.0011132 |  | 0.0013687 |  | 0 |  | 0
| 0 |  | 0 |  | 0.00087147 |  | 0.0018202 |  | 0 |  | 0
| 0 |  | 0 |  | 0.0012099 |  | 0.0013345 |  | 0 |  | 0
| 0 |  | 0 |  | 0.0013792 |  | 0.0013962 |  | 0 |  | 0
| 0 |  | 0 |  | 0.00079778 |  | 0.0012685 |  | 0 |  | 0
| 0 |  | 0 |  | 0.00087034 |  | 0.0012024 |  | 0 |  | 0
| 0 |  | 0 |  | 0.0013309 |  | 0.0012912 |  | 0 |  | 0
| 0 |  | 0 |  | 0.0013551 |  | 0.0014752 |  | 0 |  | 0
| 0 |  | 0 |  | 0.0010166 |  | 0.0014394 |  | 0 |  | 0
| 0 |  | 0 |  | 0.00075076 |  | 0.0014681 |  | 0 |  | 0
| 0 |  | 0 |  | 0.00084744 |  | 0.0014374 |  | 0 |  | 0
| 0 |  | 0 |  | 0.00094423 |  | 0.0013396 |  | 0 |  | 0
| 0 |  | 0 |  | 0.0010651 |  | 0.0012924 |  | 0 |  | 0
| 0 |  | 0 |  | 0.001186 |  | 0.0012727 |  | 0 |  | 0
| 0 |  | 0 |  | 0.0010894 |  | 0.0013231 |  | 0 |  | 0
| 0 |  | 0 |  | 0.0010168 |  | 0.0013965 |  | 0 |  | 0
| 0 |  | 0 |  | 0.00096853 |  | 0.0015176 |  | 0 |  | 0
| 0 |  | 0 |  | 0.0012841 |  | 0.0014909 |  | 0 |  | 0
| 0 |  | 0 |  | 0.0012116 |  | 0.0014697 |  | 0 |  | 0
| 0 |  | 0 |  | 0.00084761 |  | 0.0015688 |  | 0 |  | 0
| 0 |  | 0 |  | 0.00089605 |  | 0.0014531 |  | 0 |  | 0
| 0 |  | 0 |  | 0.0010412 |  | 0.0013187 |  | 0 |  | 0
| 0 |  | 0 |  | 0.0014765 |  | 0.0013458 |  | 0 |  | 0
| 0 |  | 0 |  | 0.0018889 |  | 0.0014508 |  | 0 |  | 0
| 0 |  | 0 |  | 0.0017923 |  | 0.0015109 |  | 0 |  | 0
| 0 |  | 0 |  | 0.0013799 |  | 0.0014606 |  | 0 |  | 0
| 0 |  | 0 |  | 0.001525 |  | 0.0013627 |  | 0 |  | 0
| 0 |  | 0 |  | 0.0012348 |  | 0.0014413 |  | 0 |  | 0
| 0 |  | 0 |  | 0.00055632 |  | 0.0016353 |  | 0 |  | 0
| 0 |  | 0 |  | 0.00074989 |  | 0.0016671 |  | 0 |  | 0
| 0 |  | 0 |  | 0.0011623 |  | 0.0014476 |  | 0 |  | 0
| 0 |  | 0 |  | 0.0012107 |  | 0.0014264 |  | 0 |  | 0
| 0 |  | 0 |  | 0.001235 |  | 0.0015503 |  | 0 |  | 0
| 0 |  | 0 |  | 0.001356 |  | 0.0015802 |  | 0 |  | 0
| 0 |  | 0 |  | 0.0010415 |  | 0.0016482 |  | 0 |  | 0
| 0 |  | 0 |  | 0.001333 |  | 0.0015974 |  | 0 |  | 0
| 0 |  | 0 |  | 0.001817 |  | 0.0015353 |  | 0 |  | 0
| 0 |  | 0 |  | 0.0015508 |  | 0.0016357 |  | 0 |  | 0
| 0 |  | 0 |  | 0.001067 |  | 0.0016934 |  | 0 |  | 0
| 0 |  | 0 |  | 0.00072706 |  | 0.0017406 |  | 0 |  | 0
| 0 |  | 0 |  | 0.00065327 |  | 0.001677 |  | 0 |  | 0
| 0 |  | 0 |  | 0.0010174 |  | 0.0015365 |  | 0 |  | 0
| 0 |  | 0 |  | 0.0013332 |  | 0.0015648 |  | 0 |  | 0
| 0 |  | 0 |  | 0.0012111 |  | 0.0016934 |  | 0 |  | 0
| 0 |  | 0 |  | 0.00099329 |  | 0.0018356 |  | 0 |  | 0
| 0 |  | 0 |  | 0.00099333 |  | 0.0018256 |  | 0 |  | 0
| 0 |  | 0 |  | 0.0011628 |  | 0.0017825 |  | 0 |  | 0
| 0 |  | 0 |  | 0.00094497 |  | 0.0018669 |  | 0 |  | 0
| 0 |  | 0 |  | 0.0006534 |  | 0.0018591 |  | 0 |  | 0
| 0 |  | 0 |  | 0.0008228 |  | 0.001616 |  | 0 |  | 0
| 0 |  | 0 |  | 0.00084825 |  | 0.0017116 |  | 0 |  | 0
| 0 |  | 0 |  | 0.00089668 |  | 0.0020114 |  | 0 |  | 0
| 0 |  | 0 |  | 0.0011387 |  | 0.0018604 |  | 0 |  | 0
| 0 |  | 0 |  | 0.0011629 |  | 0.001967 |  | 0 |  | 0
| 0 |  | 0 |  | 0.00091971 |  | 0.0021118 |  | 0 |  | 0
| 0 |  | 0 |  | 0.001042 |  | 0.0020225 |  | 0 |  | 0
| 0 |  | 0 |  | 0.0012126 |  | 0.0020693 |  | 0 |  | 0
| 0 |  | 0 |  | 0.00099362 |  | 0.0020367 |  | 0 |  | 0
| 0 |  | 0 |  | 0.00094521 |  | 0.0019565 |  | 0 |  | 0
| 0 |  | 0 |  | 0.00096945 |  | 0.0019989 |  | 0 |  | 0
| 0 |  | 0 |  | 0.0010421 |  | 0.0020167 |  | 0 |  | 0
| 0 |  | 0 |  | 0.0011147 |  | 0.0020828 |  | 0 |  | 0
| 0 |  | 0 |  | 0.0011389 |  | 0.0021808 |  | 0 |  | 0
| 0 |  | 0 |  | 0.0011632 |  | 0.0022032 |  | 0 |  | 0
| 0 |  | 0 |  | 0.00099378 |  | 0.0020338 |  | 0 |  | 0
| 0 |  | 0 |  | 0.0007759 |  | 0.0020438 |  | 0 |  | 0
| 0 |  | 0 |  | 0.00082432 |  | 0.0021519 |  | 0 |  | 0
| 0 |  | 0 |  | 0.0010422 |  | 0.0022049 |  | 0 |  | 0
| 0 |  | 0 |  | 0.0010181 |  | 0.0020727 |  | 0 |  | 0
| 0 |  | 0 |  | 0.00099386 |  | 0.0021265 |  | 0 |  | 0
| 0 |  | 0 |  | 0.0010181 |  | 0.0024364 |  | 0 |  | 0
| 0 |  | 0 |  | 0.0010677 |  | 0.0025139 |  | 0 |  | 0
| 0 |  | 0 |  | 0.0012131 |  | 0.0023479 |  | 0 |  | 0
| 0 |  | 0 |  | 0.0013826 |  | 0.0022793 |  | 0 |  | 0
| 0 |  | 0 |  | 0.0011889 |  | 0.0023786 |  | 0 |  | 0
| 0 |  | 0 |  | 0.00131 |  | 0.002391 |  | 0 |  | 0
| 0 |  | 0 |  | 0.0014311 |  | 0.0021477 |  | 0 |  | 0
| 0 |  | 0 |  | 0.0012132 |  | 0.0019995 |  | 0 |  | 0
| 0 |  | 0 |  | 0.0012132 |  | 0.0022894 |  | 0 |  | 0
| 0 |  | 0 |  | 0.0013585 |  | 0.0025694 |  | 0 |  | 0
| 0 |  | 0 |  | 0.0015039 |  | 0.0025564 |  | 0 |  | 0
| 0 |  | 0 |  | 0.0012121 |  | 0.0025423 |  | 0 |  | 0
| 0 |  | 0 |  | 0.00079919 |  | 0.002326 |  | 0 |  | 0
| 0 |  | 0 |  | 0.00079923 |  | 0.0020762 |  | 0 |  | 0
| 0 |  | 0 |  | 0.00094575 |  | 0.0020957 |  | 0 |  | 0
| 0 |  | 0 |  | 0.0011407 |  | 0.0021813 |  | 0 |  | 0
| 0 |  | 0 |  | 0.0012861 |  | 0.0020885 |  | 0 |  | 0
| 0 |  | 0 |  | 0.0011396 |  | 0.0021022 |  | 0 |  | 0
| 0 |  | 0 |  | 0.00097009 |  | 0.0021305 |  | 0 |  | 0
| 0 |  | 0 |  | 0.0008732 |  | 0.0023751 |  | 0 |  | 0
| 0 |  | 0 |  | 0.00082355 |  | 0.0025075 |  | 0 |  | 0
| 0 |  | 0 |  | 0.0011397 |  | 0.0023136 |  | 0 |  | 0
| 0 |  | 0 |  | 0.0014074 |  | 0.0024129 |  | 0 |  | 0
| 0 |  | 0 |  | 0.0013105 |  | 0.0025086 |  | 0 |  | 0
| 0 |  | 0 |  | 0.001359 |  | 0.0026055 |  | 0 |  | 0
| 0 |  | 0 |  | 0.0015528 |  | 0.0025944 |  | 0 |  | 0
| 0 |  | 0 |  | 0.0013832 |  | 0.0025577 |  | 0 |  | 0
| 0 |  | 0 |  | 0.0012137 |  | 0.0023478 |  | 0 |  | 0
| 0 |  | 0 |  | 0.0013349 |  | 0.0020861 |  | 0 |  | 0
| 0 |  | 0 |  | 0.0014076 |  | 0.0022043 |  | 0 |  | 0
| 0 |  | 0 |  | 0.0014561 |  | 0.0022563 |  | 0 |  | 0
| 0 |  | 0 |  | 0.0012623 |  | 0.0022894 |  | 0 |  | 0
| 0 |  | 0 |  | 0.00084923 |  | 0.0023793 |  | 0 |  | 0
| 0 |  | 0 |  | 0.00079956 |  | 0.002384 |  | 0 |  | 0
| 0 |  | 0 |  | 0.0010915 |  | 0.0021481 |  | 0 |  | 0
| 0 |  | 0 |  | 0.0014321 |  | 0.0018628 |  | 0 |  | 0
| 0 |  | 0 |  | 0.0013594 |  | 0.002121 |  | 0 |  | 0
| 0 |  | 0 |  | 0.0011413 |  | 0.0024655 |  | 0 |  | 0
| 0 |  | 0 |  | 0.0012867 |  | 0.0023941 |  | 0 |  | 0
| 0 |  | 0 |  | 0.0015533 |  | 0.0023125 |  | 0 |  | 0
| 0 |  | 0 |  | 0.0014322 |  | 0.0023219 |  | 0 |  | 0
| 0 |  | 0 |  | 0.0010432 |  | 0.0022936 |  | 0 |  | 0
| 0 |  | 0 |  | 0.00084819 |  | 0.0023479 |  | 0 |  | 0
| 0 |  | 0 |  | 0.0010433 |  | 0.0023805 |  | 0 |  | 0
| 0 |  | 0 |  | 0.0012626 |  | 0.0023775 |  | 0 |  | 0
| 0 |  | 0 |  | 0.0012142 |  | 0.0024118 |  | 0 |  | 0
| 0 |  | 0 |  | 0.0011173 |  | 0.002183 |  | 0 |  | 0
| 0 |  | 0 |  | 0.0011658 |  | 0.0021936 |  | 0 |  | 0
| 0 |  | 0 |  | 0.001384 |  | 0.0025194 |  | 0 |  | 0
| 0 |  | 0 |  | 0.0014324 |  | 0.0022338 |  | 0 |  | 0
| 0 |  | 0 |  | 0.0010434 |  | 0.0018815 |  | 0 |  | 0
| 0 |  | 0 |  | 0.00099501 |  | 0.002183 |  | 0 |  | 0
| 0 |  | 0 |  | 0.0014325 |  | 0.002617 |  | 0 |  | 0
| 0 |  | 0 |  | 0.0015052 |  | 0.0025519 |  | 0 |  | 0
| 0 |  | 0 |  | 0.0013114 |  | 0.0023432 |  | 0 |  | 0
| 0 |  | 0 |  | 0.0012144 |  | 0.0022114 |  | 0 |  | 0
| 0 |  | 0 |  | 0.0012387 |  | 0.0019707 |  | 0 |  | 0
| 0 |  | 0 |  | 0.00136 |  | 0.0021794 |  | 0 |  | 0
| 0 |  | 0 |  | 0.0012388 |  | 0.0024438 |  | 0 |  | 0
| 0 |  | 0 |  | 0.00099639 |  | 0.0024272 |  | 0 |  | 0
| 0 |  | 0 |  | 0.0010691 |  | 0.0025656 |  | 0 |  | 0
| 0 |  | 0 |  | 0.0010437 |  | 0.0026497 |  | 0 |  | 0
| 0 |  | 0 |  | 0.00087278 |  | 0.0024012 |  | 0 |  | 0
| 0 |  | 0 |  | 0.00089706 |  | 0.0023148 |  | 0 |  | 0
| 0 |  | 0 |  | 0.001068 |  | 0.0025869 |  | 0 |  | 0
| 0 |  | 0 |  | 0.001239 |  | 0.0027391 |  | 0 |  | 0
| 0 |  | 0 |  | 0.0011165 |  | 0.0023929 |  | 0 |  | 0
| 0 |  | 0 |  | 0.0012136 |  | 0.0020599 |  | 0 |  | 0
| 0 |  | 0 |  | 0.0016027 |  | 0.0021545 |  | 0 |  | 0
| 0 |  | 0 |  | 0.0017483 |  | 0.002393 |  | 0 |  | 0
| 0 |  | 0 |  | 0.0014088 |  | 0.0023071 |  | 0 |  | 0
| 0 |  | 0 |  | 0.0012391 |  | 0.0022243 |  | 0 |  | 0
| 0 |  | 0 |  | 0.0013362 |  | 0.0021392 |  | 0 |  | 0
| 0 |  | 0 |  | 0.0011664 |  | 0.0022291 |  | 0 |  | 0
| 0 |  | 0 |  | 0.0010937 |  | 0.0024699 |  | 0 |  | 0
| 0 |  | 0 |  | 0.0014575 |  | 0.0024528 |  | 0 |  | 0
| 0 |  | 0 |  | 0.0018213 |  | 0.0026526 |  | 0 |  | 0
| 0 |  | 0 |  | 0.0019183 |  | 0.0024711 |  | 0 |  | 0
| 0 |  | 0 |  | 0.0012381 |  | 0.0021764 |  | 0 |  | 0
| 0 |  | 0 |  | 0.00067908 |  | 0.0024456 |  | 0 |  | 0
| 0 |  | 0 |  | 0.0008974 |  | 0.0025729 |  | 0 |  | 0
| 0 |  | 0 |  | 0.00089736 |  | 0.0025645 |  | 0 |  | 0
| 0 |  | 0 |  | 0.0010927 |  | 0.002741 |  | 0 |  | 0
| 0 |  | 0 |  | 0.001482 |  | 0.0025941 |  | 0 |  | 0
| 0 |  | 0 |  | 0.001482 |  | 0.0025073 |  | 0 |  | 0
| 0 |  | 0 |  | 0.0017974 |  | 0.0023397 |  | 0 |  | 0
| 0 |  | 0 |  | 0.0018459 |  | 0.0023136 |  | 0 |  | 0
| 0 |  | 0 |  | 0.0013608 |  | 0.002428 |  | 0 |  | 0
| 0 |  | 0 |  | 0.0010928 |  | 0.002316 |  | 0 |  | 0
| 0 |  | 0 |  | 0.00084903 |  | 0.0025298 |  | 0 |  | 0
| 0 |  | 0 |  | 0.00077626 |  | 0.0024197 |  | 0 |  | 0
| 0 |  | 0 |  | 0.00092305 |  | 0.0022692 |  | 0 |  | 0
| 0 |  | 0 |  | 0.0012639 |  | 0.0022386 |  | 0 |  | 0
| 0 |  | 0 |  | 0.0013367 |  | 0.0025533 |  | 0 |  | 0
| 0 |  | 0 |  | 0.00092313 |  | 0.0029926 |  | 0 |  | 0
| 0 |  | 0 |  | 0.0010202 |  | 0.0026694 |  | 0 |  | 0
| 0 |  | 0 |  | 0.0014581 |  | 0.0023054 |  | 0 |  | 0
| 0 |  | 0 |  | 0.0016037 |  | 0.0024231 |  | 0 |  | 0
| 0 |  | 0 |  | 0.001531 |  | 0.0023469 |  | 0 |  | 0
| 0 |  | 0 |  | 0.0020162 |  | 0.0022978 |  | 0 |  | 0
| 0 |  | 0 |  | 0.0020163 |  | 0.002541 |  | 0 |  | 0
| 0 |  | 0 |  | 0.0011914 |  | 0.0027767 |  | 0 |  | 0
| 0 |  | 0 |  | 0.0012156 |  | 0.0029696 |  | 0 |  | 0
| 0 |  | 0 |  | 0.0016039 |  | 0.0028904 |  | 0 |  | 0
| 0 |  | 0 |  | 0.0013844 |  | 0.002637 |  | 0 |  | 0
| 0 |  | 0 |  | 0.00077648 |  | 0.0026404 |  | 0 |  | 0
| 0 |  | 0 |  | 0.00089909 |  | 0.0028023 |  | 0 |  | 0
| 0 |  | 0 |  | 0.0015312 |  | 0.0028774 |  | 0 |  | 0
| 0 |  | 0 |  | 0.001507 |  | 0.0025903 |  | 0 |  | 0
| 0 |  | 0 |  | 0.0012158 |  | 0.0024676 |  | 0 |  | 0
| 0 |  | 0 |  | 0.001507 |  | 0.0028603 |  | 0 |  | 0
| 0 |  | 0 |  | 0.0019439 |  | 0.002942 |  | 0 |  | 0
| 0 |  | 0 |  | 0.0016528 |  | 0.0028602 |  | 0 |  | 0
| 0 |  | 0 |  | 0.0014343 |  | 0.0028414 |  | 0 |  | 0
| 0 |  | 0 |  | 0.0016043 |  | 0.0028224 |  | 0 |  | 0
| 0 |  | 0 |  | 0.0016771 |  | 0.002929 |  | 0 |  | 0
| 0 |  | 0 |  | 0.0018956 |  | 0.0029727 |  | 0 |  | 0
| 0 |  | 0 |  | 0.0019442 |  | 0.0031181 |  | 0 |  | 0
| 0 |  | 0 |  | 0.0020655 |  | 0.0029006 |  | 0 |  | 0
| 0 |  | 0 |  | 0.0024055 |  | 0.0026857 |  | 0 |  | 0
| 0 |  | 0 |  | 0.0019928 |  | 0.0028734 |  | 0 |  | 0
| 0 |  | 0 |  | 0.0013375 |  | 0.0028041 |  | 0 |  | 0
| 0 |  | 0 |  | 0.0011919 |  | 0.0027592 |  | 0 |  | 0
| 0 |  | 0 |  | 0.0010705 |  | 0.0026916 |  | 0 |  | 0
| 0 |  | 0 |  | 0.0012162 |  | 0.0025341 |  | 0 |  | 0
| 0 |  | 0 |  | 0.0018231 |  | 0.0025696 |  | 0 |  | 0
| 0 |  | 0 |  | 0.0019202 |  | 0.0029606 |  | 0 |  | 0
| 0 |  | 0 |  | 0.0015076 |  | 0.0031959 |  | 0 |  | 0
| 0 |  | 0 |  | 0.001459 |  | 0.0027235 |  | 0 |  | 0
| 0 |  | 0 |  | 0.0013134 |  | 0.0027397 |  | 0 |  | 0
| 0 |  | 0 |  | 0.001118 |  | 0.0030613 |  | 0 |  | 0
| 0 |  | 0 |  | 0.0012637 |  | 0.0029661 |  | 0 |  | 0
| 0 |  | 0 |  | 0.0014592 |  | 0.0030265 |  | 0 |  | 0
| 0 |  | 0 |  | 0.0014834 |  | 0.0030526 |  | 0 |  | 0
| 0 |  | 0 |  | 0.0011424 |  | 0.0029819 |  | 0 |  | 0
| 0 |  | 0 |  | 0.0011667 |  | 0.0030427 |  | 0 |  | 0
| 0 |  | 0 |  | 0.0017264 |  | 0.0028393 |  | 0 |  | 0
| 0 |  | 0 |  | 0.002042 |  | 0.0029376 |  | 0 |  | 0
| 0 |  | 0 |  | 0.0017022 |  | 0.0030229 |  | 0 |  | 0
| 0 |  | 0 |  | 0.0019694 |  | 0.0029609 |  | 0 |  | 0
| 0 |  | 0 |  | 0.0019208 |  | 0.0029684 |  | 0 |  | 0
| 0 |  | 0 |  | 0.001338 |  | 0.0028898 |  | 0 |  | 0
| 0 |  | 0 |  | 0.001508 |  | 0.0031493 |  | 0 |  | 0
| 0 |  | 0 |  | 0.001581 |  | 0.0031719 |  | 0 |  | 0
| 0 |  | 0 |  | 0.0013855 |  | 0.0029684 |  | 0 |  | 0
| 0 |  | 0 |  | 0.0018226 |  | 0.0031505 |  | 0 |  | 0
| 0 |  | 0 |  | 0.0020182 |  | 0.0033363 |  | 0 |  | 0
| 0 |  | 0 |  | 0.0013139 |  | 0.0031683 |  | 0 |  | 0
| 0 |  | 0 |  | 0.0012654 |  | 0.0028127 |  | 0 |  | 0
| 0 |  | 0 |  | 0.0016297 |  | 0.0031707 |  | 0 |  | 0
| 0 |  | 0 |  | 0.0017997 |  | 0.0034668 |  | 0 |  | 0
| 0 |  | 0 |  | 0.0018726 |  | 0.0031126 |  | 0 |  | 0
| 0 |  | 0 |  | 0.0017755 |  | 0.0029889 |  | 0 |  | 0
| 0 |  | 0 |  | 0.0020913 |  | 0.0031039 |  | 0 |  | 0
| 0 |  | 0 |  | 0.0016772 |  | 0.0030517 |  | 0 |  | 0
| 0 |  | 0 |  | 0.0013857 |  | 0.0028573 |  | 0 |  | 0
| 0 |  | 0 |  | 0.0018971 |  | 0.0028988 |  | 0 |  | 0
| 0 |  | 0 |  | 0.00197 |  | 0.0028657 |  | 0 |  | 0
| 0 |  | 0 |  | 0.0021158 |  | 0.0029178 |  | 0 |  | 0
| 0 |  | 0 |  | 0.0017515 |  | 0.0032225 |  | 0 |  | 0
| 0 |  | 0 |  | 0.0014842 |  | 0.0033098 |  | 0 |  | 0
| 0 |  | 0 |  | 0.0018973 |  | 0.0035046 |  | 0 |  | 0
| 0 |  | 0 |  | 0.0025047 |  | 0.0032673 |  | 0 |  | 0
| 0 |  | 0 |  | 0.0020188 |  | 0.0031177 |  | 0 |  | 0
| 0 |  | 0 |  | 0.0021889 |  | 0.003194 |  | 0 |  | 0
| 0 |  | 0 |  | 0.0024805 |  | 0.003368 |  | 0 |  | 0
| 0 |  | 0 |  | 0.0020432 |  | 0.0038589 |  | 0 |  | 0
| 0 |  | 0 |  | 0.0020433 |  | 0.0039385 |  | 0 |  | 0
| 0 |  | 0 |  | 0.0021162 |  | 0.0036217 |  | 0 |  | 0
| 0 |  | 0 |  | 0.0015817 |  | 0.0035301 |  | 0 |  | 0
| 0 |  | 0 |  | 0.0017518 |  | 0.0034428 |  | 0 |  | 0
| 0 |  | 0 |  | 0.0019463 |  | 0.0033442 |  | 0 |  | 0
| 0 |  | 0 |  | 0.0025792 |  | 0.0034684 |  | 0 |  | 0
| 0 |  | 0 |  | 0.0024092 |  | 0.0037497 |  | 0 |  | 0
| 0 |  | 0 |  | 0.0019706 |  | 0.0038981 |  | 0 |  | 0
| 0 |  | 0 |  | 0.0023352 |  | 0.0038836 |  | 0 |  | 0
| 0 |  | 0 |  | 0.0027252 |  | 0.0036074 |  | 0 |  | 0
| 0 |  | 0 |  | 0.0025308 |  | 0.0035574 |  | 0 |  | 0
| 0 |  | 0 |  | 0.0020437 |  | 0.0036523 |  | 0 |  | 0
| 0 |  | 0 |  | 0.0022868 |  | 0.0035552 |  | 0 |  | 0
| 0 |  | 0 |  | 0.0022382 |  | 0.0035966 |  | 0 |  | 0
| 0 |  | 0 |  | 0.0017996 |  | 0.0037768 |  | 0 |  | 0
| 0 |  | 0 |  | 0.0017267 |  | 0.0039085 |  | 0 |  | 0
| 0 |  | 0 |  | 0.0025785 |  | 0.0038182 |  | 0 |  | 0
| 0 |  | 0 |  | 0.0025787 |  | 0.0037521 |  | 0 |  | 0
| 0 |  | 0 |  | 0.0012407 |  | 0.0036176 |  | 0 |  | 0
| 0 |  | 0 |  | 0 |  | 0.0037139 |  | 0 |  | 0
| 0 |  | 0 |  | 0 |  | 0.0024216 |  | 0 |  | 0
| 0 |  | 0 |  | 0 |  | 0.0041375 |  | 0 |  | 0
| 0 |  | 0 |  | 0 |  | 0.0040709 |  | 0 |  | 0
| 0 |  | 0 |  | 0 |  | 0.0039299 |  | 0 |  | 0
| 0 |  | 0 |  | 0 |  | 0.0039119 |  | 0 |  | 0
| 0 |  | 0 |  | 0 |  | 0.0037516 |  | 0 |  | 0
| 0 |  | 0 |  | 0 |  | 0.0040792 |  | 0 |  | 0
| 0 |  | 0 |  | 0 |  | 0.0041077 |  | 0 |  | 0
| 0 |  | 0 |  | 0 |  | 0.0039071 |  | 0 |  | 0
| 0 |  | 0 |  | 0 |  | 0.0038359 |  | 0 |  | 0
| 0 |  | 0 |  | 0 |  | 0.0036257 |  | 0 |  | 0
| 0 |  | 0 |  | 0 |  | 0.0037682 |  | 0 |  | 0
| 0 |  | 0 |  | 0 |  | 0.0038049 |  | 0 |  | 0
| 0 |  | 0 |  | 0 |  | 0.0038406 |  | 0 |  | 0
| 0 |  | 0 |  | 0 |  | 0.0041243 |  | 0 |  | 0
| 0 |  | 0 |  | 0 |  | 0.004352 |  | 0 |  | 0
| 0 |  | 0 |  | 0 |  | 0.0042927 |  | 0 |  | 0
| 0 |  | 0 |  | 0 |  | 0.004295 |  | 0 |  | 0
| 0 |  | 0 |  | 0 |  | 0.004136 |  | 0 |  | 0
| 0 |  | 0 |  | 0 |  | 0.0042335 |  | 0 |  | 0
| 0 |  | 0 |  | 0 |  | 0.0040824 |  | 0 |  | 0
| 0 |  | 0 |  | 0 |  | 0.0042334 |  | 0 |  | 0
| 0 |  | 0 |  | 0 |  | 0.0048091 |  | 0 |  | 0
| 0 |  | 0 |  | 0 |  | 0.0046629 |  | 0 |  | 0
| 0 |  | 0 |  | 0 |  | 0.0042726 |  | 0 |  | 0
| 0 |  | 0 |  | 0 |  | 0.0042061 |  | 0 |  | 0
| 0 |  | 0 |  | 0 |  | 0.0044849 |  | 0 |  | 0
| 0 |  | 0 |  | 0 |  | 0.0047201 |  | 0 |  | 0
| 0 |  | 0 |  | 0 |  | 0.004878 |  | 0 |  | 0
| 0 |  | 0 |  | 0 |  | 0.0041501 |  | 0 |  | 0
| 0 |  | 0 |  | 0 |  | 0.0038901 |  | 0 |  | 0
| 0 |  | 0 |  | 0 |  | 0.0048187 |  | 0 |  | 0
| 0 |  | 0 |  | 0 |  | 0.0049303 |  | 0 |  | 0
| 0 |  | 0 |  | 0 |  | 0.0046501 |  | 0 |  | 0
| 0 |  | 0 |  | 0 |  | 0.004074 |  | 0 |  | 0
| 0 |  | 0 |  | 0 |  | 0.0042261 |  | 0 |  | 0
| 0 |  | 0 |  | 0 |  | 0.0047415 |  | 0 |  | 0
| 0 |  | 0 |  | 0 |  | 0.004878 |  | 0 |  | 0
| 0 |  | 0 |  | 0 |  | 0.0050907 |  | 0 |  | 0
| 0 |  | 0 |  | 0 |  | 0.0049253 |  | 0 |  | 0
| 0 |  | 0 |  | 0 |  | 0.0045087 |  | 0 |  | 0
| 0 |  | 0 |  | 0 |  | 0.0044636 |  | 0 |  | 0
| 0 |  | 0 |  | 0 |  | 0.0047831 |  | 0 |  | 0
| 0 |  | 0 |  | 0 |  | 0.0053853 |  | 0 |  | 0
| 0 |  | 0 |  | 0 |  | 0.0052736 |  | 0 |  | 0
| 0 |  | 0 |  | 0 |  | 0.0049458 |  | 0 |  | 0
| 0 |  | 0 |  | 0 |  | 0.0048565 |  | 0 |  | 0
| 0 |  | 0 |  | 0 |  | 0.0046168 |  | 0 |  | 0
| 0 |  | 0 |  | 0 |  | 0.0049529 |  | 0 |  | 0
| 0 |  | 0 |  | 0 |  | 0.0053237 |  | 0 |  | 0
| 0 |  | 0 |  | 0 |  | 0.0050753 |  | 0 |  | 0
| 0 |  | 0 |  | 0 |  | 0.0049981 |  | 0 |  | 0
| 0 |  | 0 |  | 0 |  | 0.0052344 |  | 0 |  | 0
| 0 |  | 0 |  | 0 |  | 0.0051585 |  | 0 |  | 0
| 0 |  | 0 |  | 0 |  | 0.0053272 |  | 0 |  | 0
| 0 |  | 0 |  | 0 |  | 0.0059117 |  | 0 |  | 0
| 0 |  | 0 |  | 0 |  | 0.0057834 |  | 0 |  | 0
| 0 |  | 0 |  | 0 |  | 0.0053272 |  | 0 |  | 0
| 0 |  | 0 |  | 0 |  | 0.0053355 |  | 0 |  | 0
| 0 |  | 0 |  | 0 |  | 0.0056563 |  | 0 |  | 0
| 0 |  | 0 |  | 0 |  | 0.0056649 |  | 0 |  | 0
| 0 |  | 0 |  | 0 |  | 0.0052227 |  | 0 |  | 0
| 0 |  | 0 |  | 0 |  | 0.0049399 |  | 0 |  | 0
| 0 |  | 0 |  | 0 |  | 0.0056185 |  | 0 |  | 0
| 0 |  | 0 |  | 0 |  | 0.0062757 |  | 0 |  | 0
| 0 |  | 0 |  | 0 |  | 0.0061961 |  | 0 |  | 0
| 0 |  | 0 |  | 0 |  | 0.0058226 |  | 0 |  | 0
| 0 |  | 0 |  | 0 |  | 0.0059334 |  | 0 |  | 0
| 0 |  | 0 |  | 0 |  | 0.0067451 |  | 0 |  | 0
| 0 |  | 0 |  | 0 |  | 0.0066401 |  | 0 |  | 0
| 0 |  | 0 |  | 0 |  | 0.0059002 |  | 0 |  | 0
| 0 |  | 0 |  | 0 |  | 0.005748 |  | 0 |  | 0
| 0 |  | 0 |  | 0 |  | 0.0055308 |  | 0 |  | 0
| 0 |  | 0 |  | 0 |  | 0.0049637 |  | 0 |  | 0
| 0 |  | 0 |  | 0 |  | 0.0056829 |  | 0 |  | 0
| 0 |  | 0 |  | 0 |  | 0.006385 |  | 0 |  | 0
| 0 |  | 0 |  | 0 |  | 0.0062359 |  | 0 |  | 0
| 0 |  | 0 |  | 0 |  | 0.0062392 |  | 0 |  | 0
| 0 |  | 0 |  | 0 |  | 0.0060704 |  | 0 |  | 0
| 0 |  | 0 |  | 0 |  | 0.0063236 |  | 0 |  | 0
| 0 |  | 0 |  | 0 |  | 0.006477 |  | 0 |  | 0
| 0 |  | 0 |  | 0 |  | 0.0062499 |  | 0 |  | 0
| 0 |  | 0 |  | 0 |  | 0.0041494 |  | 0 |  | 0
| 0 |  | 0 |  | 0 |  | 8.7817e-06 |  | 0 |  | 0
| 0 |  | 0 |  | 0 |  | 8.2642e-06 |  | 0 |  | 0
| 0 |  | 0 |  | 0 |  | 8.9493e-06 |  | 0 |  | 0
| 0 |  | 0 |  | 0 |  | 9.1015e-06 |  | 0 |  | 0
| 0 |  | 0 |  | 0 |  | 9.1359e-06 |  | 0 |  | 0
| 0 |  | 0 |  | 0 |  | 9.0008e-06 |  | 0 |  | 0
| 0 |  | 0 |  | 0 |  | 7.9219e-06 |  | 0 |  | 0
| 0 |  | 0 |  | 0 |  | 3.5067e-06 |  | 0 |  | 0
| 0 |  | 0 |  | 0 |  | -6.632e-08 |  | 0 |  | 0
| 0 |  | 0 |  | 0 |  | 5.4954e-07 |  | 0 |  | 0
| 0 |  | 0 |  | 0 |  | 1.1058e-06 |  | 0 |  | 0
|  |  | 0 |  |  |  | -0.0085838 |  | 0 |  | 0
|  |  | 0 | [5 empty] | 0 |  | 0