## MCWHL5 Spectrum
MCWHL5 Spectrum
|  | Wavelength (nm) | Normalized Intensity
|  | 199.9755 | 0
|  | 200.1769 | 0
|  | 200.3784 | 0
|  | 200.5799 | 0
Product Raw Data |  | 200.7814 | 0
Cold White Collimated LED, 1000 mA |  | 200.9829 | 0
|  | 201.1845 | 0
Item # | MCWHL5-C1 MCWHL5-C2 MCWHL5-C3 MCWHL5-C4 | 201.3861 | 0
|  | 201.5876 | 0
|  | 201.7893 | 0
|  | 201.9909 | 0
DISCLAIMER: The data presented here are typical. Slight variations in performance data will occur from lot to lot. Please contact Technical Support with any questions regarding the use or reliability of this data. |  | 202.1925 | 0
|  | 202.3942 | 0
|  | 202.5959 | 0
|  | 202.7976 | 0
|  | 202.9993 | 0
|  | 203.201 | 0
|  | 203.4028 | 0
Additional Information: |  | 203.6045 | 0
The MCWHL5-C Collimated LEDs use an MCWHL5 Mounted High-Power LED attached to a microscope-port-compatible collimation package. The spectrum shown here is for the bare (uncollimated) LED. |  | 203.8064 | 0
|  | 204.0082 | 0
|  | 204.21 | 0
|  | 204.4118 | 0
|  | 204.6137 | 0
|  | 204.8156 | 0
Due to variations in the manufacturing process and operating parameters such as temperature and current, the actual spectral output of any given LED will vary. Output plots are only intended to be used as a guideline. |  | 205.0175 | 0
|  | 205.2194 | 0
|  | 205.4214 | 0
|  | 205.6233 | 0
|  | 205.8253 | 0
|  | 206.0273 | 0
|  | 206.2293 | 0
|  | 206.4314 | 0
|  | 206.6334 | 0
|  | 206.8355 | 0
|  | 207.0376 | 0
|  | 207.2397 | 0
|  | 207.4418 | 0
|  | 207.644 | 0
|  | 207.8462 | 0
|  | 208.0483 | 0
|  | 208.2506 | 0
|  | 208.4528 | 0
|  | 208.655 | 0
|  | 208.8573 | 0
|  | 209.0596 | 0
|  | 209.2619 | 0
|  | 209.4642 | 0
|  | 209.6665 | 0
|  | 209.8689 | 0
|  | 210.0712 | 0
|  | 210.2736 | 0
|  | 210.476 | 0
|  | 210.6785 | 0
|  | 210.8809 | 0
|  | 211.0834 | 0
|  | 211.2859 | 0
|  | 211.4884 | 0
|  | 211.6909 | 0
|  | 211.8934 | 0
|  | 212.096 | 0
|  | 212.2986 | 0
|  | 212.5012 | 0
|  | 212.7038 | 0
|  | 212.9064 | 0
|  | 213.1091 | 0
|  | 213.3117 | 0
|  | 213.5144 | 0
|  | 213.7171 | 0
|  | 213.9199 | 0
|  | 214.1226 | 0
|  | 214.3254 | 0
|  | 214.5282 | 0
|  | 214.731 | 0
|  | 214.9338 | 0
|  | 215.1366 | 0
|  | 215.3395 | 0
|  | 215.5423 | 0
|  | 215.7452 | 0
|  | 215.9481 | 0
|  | 216.1511 | 0
|  | 216.354 | 0
|  | 216.557 | 0
|  | 216.76 | 0
|  | 216.963 | 0
|  | 217.166 | 0
|  | 217.369 | 0
|  | 217.5721 | 0
|  | 217.7752 | 0
|  | 217.9783 | 0
|  | 218.1814 | 0
|  | 218.3845 | 0
|  | 218.5877 | 0
|  | 218.7908 | 0
|  | 218.994 | 0
|  | 219.1972 | 0
|  | 219.4005 | 0
|  | 219.6037 | 0
|  | 219.807 | 0
|  | 220.0102 | 0
|  | 220.2135 | 0
|  | 220.4169 | 0
|  | 220.6202 | 0
|  | 220.8235 | 0
|  | 221.0269 | 0
|  | 221.2303 | 0
|  | 221.4337 | 0
|  | 221.6371 | 0
|  | 221.8406 | 0
|  | 222.044 | 0
|  | 222.2475 | 0
|  | 222.451 | 0
|  | 222.6546 | 0
|  | 222.8581 | 0
|  | 223.0616 | 0
|  | 223.2652 | 0
|  | 223.4688 | 0
|  | 223.6724 | 0
|  | 223.876 | 0
|  | 224.0797 | 0
|  | 224.2834 | 0
|  | 224.487 | 0
|  | 224.6908 | 0
|  | 224.8945 | 0
|  | 225.0982 | 0
|  | 225.302 | 0
|  | 225.5057 | 0
|  | 225.7095 | 0
|  | 225.9133 | 0
|  | 226.1172 | 0
|  | 226.321 | 0
|  | 226.5249 | 0
|  | 226.7288 | 0
|  | 226.9327 | 0
|  | 227.1366 | 0
|  | 227.3405 | 0
|  | 227.5445 | 0
|  | 227.7485 | 0
|  | 227.9525 | 0
|  | 228.1565 | 0
|  | 228.3605 | 0
|  | 228.5646 | 0
|  | 228.7686 | 0
|  | 228.9727 | 0
|  | 229.1768 | 0
|  | 229.381 | 0
|  | 229.5851 | 0
|  | 229.7893 | 0
|  | 229.9934 | 0
|  | 230.1976 | 0
|  | 230.4018 | 0
|  | 230.6061 | 0
|  | 230.8103 | 0
|  | 231.0146 | 0
|  | 231.2189 | 0
|  | 231.4232 | 0
|  | 231.6275 | 0
|  | 231.8318 | 0
|  | 232.0362 | 0
|  | 232.2406 | 0
|  | 232.445 | 0
|  | 232.6494 | 0
|  | 232.8538 | 0
|  | 233.0583 | 0
|  | 233.2627 | 0
|  | 233.4672 | 0
|  | 233.6717 | 0
|  | 233.8762 | 0
|  | 234.0808 | 0
|  | 234.2853 | 0
|  | 234.4899 | 0
|  | 234.6945 | 0
|  | 234.8991 | 0
|  | 235.1038 | 0
|  | 235.3084 | 0
|  | 235.5131 | 0
|  | 235.7178 | 0
|  | 235.9225 | 0
|  | 236.1272 | 0
|  | 236.3319 | 0
|  | 236.5367 | 0
|  | 236.7415 | 0
|  | 236.9463 | 0
|  | 237.1511 | 0
|  | 237.3559 | 0
|  | 237.5608 | 0
|  | 237.7656 | 0
|  | 237.9705 | 0
|  | 238.1754 | 0
|  | 238.3803 | 0
|  | 238.5853 | 0
|  | 238.7902 | 0
|  | 238.9952 | 0
|  | 239.2002 | 0
|  | 239.4052 | 0
|  | 239.6102 | 0
|  | 239.8153 | 0
|  | 240.0204 | 0
|  | 240.2254 | 0
|  | 240.4305 | 0
|  | 240.6356 | 0
|  | 240.8408 | 0
|  | 241.046 | 0
|  | 241.2511 | 0
|  | 241.4563 | 0
|  | 241.6615 | 0
|  | 241.8667 | 0
|  | 242.072 | 0
|  | 242.2773 | 0
|  | 242.4825 | 0
|  | 242.6878 | 0
|  | 242.8931 | 0
|  | 243.0985 | 0
|  | 243.3038 | 0
|  | 243.5092 | 0
|  | 243.7146 | 0
|  | 243.92 | 0
|  | 244.1254 | 0
|  | 244.3309 | 0
|  | 244.5363 | 0
|  | 244.7418 | 0
|  | 244.9473 | 0
|  | 245.1528 | 0
|  | 245.3584 | 0
|  | 245.5639 | 0
|  | 245.7695 | 0
|  | 245.9751 | 0
|  | 246.1807 | 0
|  | 246.3863 | 0
|  | 246.5919 | 0
|  | 246.7976 | 0
|  | 247.0033 | 0
|  | 247.2089 | 0
|  | 247.4147 | 0
|  | 247.6204 | 0
|  | 247.8261 | 0
|  | 248.0319 | 0
|  | 248.2377 | 0
|  | 248.4435 | 0
|  | 248.6493 | 0
|  | 248.8551 | 0
|  | 249.061 | 0
|  | 249.2669 | 0
|  | 249.4728 | 0
|  | 249.6787 | 0
|  | 249.8846 | 0
|  | 250.0905 | 0
|  | 250.2965 | 0
|  | 250.5025 | 0
|  | 250.7085 | 0
|  | 250.9145 | 0
|  | 251.1205 | 0
|  | 251.3266 | 0
|  | 251.5326 | 0
|  | 251.7387 | 0
|  | 251.9448 | 0
|  | 252.1509 | 0
|  | 252.3571 | 0
|  | 252.5633 | 0
|  | 252.7694 | 0
|  | 252.9756 | 0
|  | 253.1818 | 0
|  | 253.388 | 0
|  | 253.5943 | 0
|  | 253.8006 | 0
|  | 254.0068 | 0
|  | 254.2131 | 0
|  | 254.4195 | 0
|  | 254.6258 | 0
|  | 254.8321 | 0
|  | 255.0385 | 0
|  | 255.2449 | 0
|  | 255.4513 | 0
|  | 255.6577 | 0
|  | 255.8642 | 0
|  | 256.0706 | 0
|  | 256.2771 | 0
|  | 256.4836 | 0
|  | 256.6901 | 0
|  | 256.8966 | 0
|  | 257.1032 | 0
|  | 257.3098 | 0
|  | 257.5163 | 0
|  | 257.7229 | 0
|  | 257.9296 | 0
|  | 258.1362 | 0
|  | 258.3428 | 0
|  | 258.5495 | 0
|  | 258.7562 | 0
|  | 258.9629 | 0
|  | 259.1696 | 0
|  | 259.3764 | 0
|  | 259.5831 | 0
|  | 259.7899 | 0
|  | 259.9967 | 0
|  | 260.2035 | 0
|  | 260.4103 | 0
|  | 260.6172 | 0
|  | 260.8241 | 0
|  | 261.0309 | 0
|  | 261.2378 | 0
|  | 261.4448 | 0
|  | 261.6517 | 0
|  | 261.8586 | 0
|  | 262.0656 | 0
|  | 262.2726 | 0
|  | 262.4796 | 0
|  | 262.6866 | 0
|  | 262.8937 | 0
|  | 263.1007 | 0
|  | 263.3078 | 0
|  | 263.5149 | 0
|  | 263.722 | 0
|  | 263.9291 | 0
|  | 264.1363 | 0
|  | 264.3435 | 0
|  | 264.5506 | 0
|  | 264.7578 | 0
|  | 264.9651 | 0
|  | 265.1723 | 0
|  | 265.3795 | 0
|  | 265.5868 | 0
|  | 265.7941 | 0
|  | 266.0014 | 0
|  | 266.2087 | 0
|  | 266.416 | 0
|  | 266.6234 | 0
|  | 266.8308 | 0
|  | 267.0382 | 0
|  | 267.2456 | 0
|  | 267.453 | 0
|  | 267.6605 | 0
|  | 267.8679 | 0
|  | 268.0754 | 0
|  | 268.2829 | 0
|  | 268.4904 | 0
|  | 268.6979 | 0
|  | 268.9055 | 0
|  | 269.113 | 0
|  | 269.3206 | 0
|  | 269.5282 | 0
|  | 269.7359 | 0
|  | 269.9435 | 0
|  | 270.1511 | 0
|  | 270.3588 | 0
|  | 270.5665 | 0
|  | 270.7742 | 0
|  | 270.9819 | 0
|  | 271.1897 | 0
|  | 271.3974 | 0
|  | 271.6052 | 0
|  | 271.813 | 0
|  | 272.0208 | 0
|  | 272.2286 | 0
|  | 272.4365 | 0
|  | 272.6443 | 0
|  | 272.8522 | 0
|  | 273.0601 | 0
|  | 273.268 | 0
|  | 273.476 | 0
|  | 273.6839 | 0
|  | 273.8919 | 0
|  | 274.0999 | 0
|  | 274.3079 | 0
|  | 274.5159 | 0
|  | 274.7239 | 0
|  | 274.932 | 0
|  | 275.14 | 0
|  | 275.3481 | 0
|  | 275.5562 | 0
|  | 275.7644 | 0
|  | 275.9725 | 0
|  | 276.1807 | 0
|  | 276.3888 | 0
|  | 276.597 | 0
|  | 276.8052 | 0
|  | 277.0135 | 0
|  | 277.2217 | 0
|  | 277.43 | 0
|  | 277.6383 | 0
|  | 277.8465 | 0
|  | 278.0549 | 0
|  | 278.2632 | 0
|  | 278.4715 | 0
|  | 278.6799 | 0
|  | 278.8883 | 0
|  | 279.0967 | 0
|  | 279.3051 | 0
|  | 279.5135 | 0
|  | 279.722 | 0
|  | 279.9305 | 0
|  | 280.1389 | 0
|  | 280.3474 | 0
|  | 280.556 | 0
|  | 280.7645 | 0
|  | 280.9731 | 0
|  | 281.1816 | 0
|  | 281.3902 | 0
|  | 281.5988 | 0
|  | 281.8075 | 0
|  | 282.0161 | 0
|  | 282.2247 | 0
|  | 282.4334 | 0
|  | 282.6421 | 0
|  | 282.8508 | 0
|  | 283.0596 | 0
|  | 283.2683 | 0
|  | 283.4771 | 0
|  | 283.6858 | 0
|  | 283.8946 | 0
|  | 284.1035 | 0
|  | 284.3123 | 0
|  | 284.5211 | 0
|  | 284.73 | 0
|  | 284.9389 | 0
|  | 285.1478 | 0
|  | 285.3567 | 0
|  | 285.5656 | 0
|  | 285.7746 | 0
|  | 285.9835 | 0
|  | 286.1925 | 0
|  | 286.4015 | 0
|  | 286.6105 | 0
|  | 286.8196 | 0
|  | 287.0286 | 0
|  | 287.2377 | 0
|  | 287.4468 | 0
|  | 287.6559 | 0
|  | 287.865 | 0
|  | 288.0741 | 0
|  | 288.2833 | 0
|  | 288.4925 | 0
|  | 288.7017 | 0
|  | 288.9109 | 0
|  | 289.1201 | 0
|  | 289.3293 | 0
|  | 289.5386 | 0
|  | 289.7479 | 0
|  | 289.9572 | 0
|  | 290.1665 | 0
|  | 290.3758 | 0
|  | 290.5851 | 0
|  | 290.7945 | 0
|  | 291.0039 | 0
|  | 291.2133 | 0
|  | 291.4227 | 0
|  | 291.6321 | 0
|  | 291.8416 | 0
|  | 292.051 | 0
|  | 292.2605 | 0
|  | 292.47 | 0
|  | 292.6795 | 0
|  | 292.889 | 0
|  | 293.0986 | 0
|  | 293.3082 | 0
|  | 293.5177 | 0
|  | 293.7273 | 0
|  | 293.937 | 0
|  | 294.1466 | 0
|  | 294.3562 | 0
|  | 294.5659 | 0
|  | 294.7756 | 0
|  | 294.9853 | 0
|  | 295.195 | 0
|  | 295.4047 | 0
|  | 295.6145 | 0
|  | 295.8243 | 0
|  | 296.034 | 0
|  | 296.2438 | 0
|  | 296.4537 | 0
|  | 296.6635 | 0
|  | 296.8733 | 0
|  | 297.0832 | 0
|  | 297.2931 | 0
|  | 297.503 | 0
|  | 297.7129 | 0
|  | 297.9229 | 0
|  | 298.1328 | 0
|  | 298.3428 | 0
|  | 298.5528 | 0
|  | 298.7628 | 0
|  | 298.9728 | 0
|  | 299.1828 | 0
|  | 299.3929 | 0
|  | 299.603 | 0
|  | 299.8131 | 0
|  | 300.0232 | 0
|  | 300.2333 | 0
|  | 300.4434 | 0
|  | 300.6536 | 0
|  | 300.8638 | 0
|  | 301.074 | 0
|  | 301.2842 | 0
|  | 301.4944 | 0
|  | 301.7046 | 0
|  | 301.9149 | 0
|  | 302.1252 | 0
|  | 302.3354 | 0
|  | 302.5457 | 0
|  | 302.7561 | 0
|  | 302.9664 | 0
|  | 303.1768 | 0
|  | 303.3872 | 0
|  | 303.5976 | 0
|  | 303.808 | 0
|  | 304.0184 | 0
|  | 304.2288 | 0
|  | 304.4393 | 0
|  | 304.6498 | 0
|  | 304.8603 | 0
|  | 305.0708 | 0
|  | 305.2813 | 0
|  | 305.4918 | 0
|  | 305.7024 | 0
|  | 305.913 | 0
|  | 306.1236 | 0
|  | 306.3342 | 0
|  | 306.5448 | 0
|  | 306.7554 | 0
|  | 306.9661 | 0
|  | 307.1768 | 0
|  | 307.3875 | 0
|  | 307.5982 | 0
|  | 307.8089 | 0
|  | 308.0197 | 0
|  | 308.2304 | 0
|  | 308.4412 | 0
|  | 308.652 | 0
|  | 308.8628 | 0
|  | 309.0736 | 0
|  | 309.2845 | 0
|  | 309.4953 | 0
|  | 309.7062 | 0
|  | 309.9171 | 0
|  | 310.128 | 0
|  | 310.339 | 0
|  | 310.5499 | 0
|  | 310.7609 | 0
|  | 310.9718 | 0
|  | 311.1828 | 0
|  | 311.3938 | 0
|  | 311.6049 | 0
|  | 311.8159 | 0
|  | 312.027 | 0
|  | 312.238 | 0
|  | 312.4491 | 0
|  | 312.6603 | 0
|  | 312.8714 | 0
|  | 313.0825 | 0
|  | 313.2937 | 0
|  | 313.5049 | 0
|  | 313.7161 | 0
|  | 313.9273 | 0
|  | 314.1385 | 0
|  | 314.3497 | 0
|  | 314.561 | 0
|  | 314.7723 | 0
|  | 314.9836 | 0
|  | 315.1949 | 0
|  | 315.4062 | 0
|  | 315.6175 | 0
|  | 315.8289 | 0
|  | 316.0403 | 0
|  | 316.2517 | 0
|  | 316.4631 | 0
|  | 316.6745 | 0
|  | 316.886 | 0
|  | 317.0974 | 0
|  | 317.3089 | 0
|  | 317.5204 | 0
|  | 317.7319 | 0
|  | 317.9434 | 0
|  | 318.155 | 0
|  | 318.3665 | 0
|  | 318.5781 | 0
|  | 318.7897 | 0
|  | 319.0013 | 0
|  | 319.2129 | 0
|  | 319.4246 | 0
|  | 319.6362 | 0
|  | 319.8479 | 0
|  | 320.0596 | 0
|  | 320.2713 | 0
|  | 320.483 | 0
|  | 320.6948 | 0
|  | 320.9065 | 0
|  | 321.1183 | 0
|  | 321.3301 | 0
|  | 321.5419 | 0
|  | 321.7537 | 0
|  | 321.9655 | 0
|  | 322.1774 | 0
|  | 322.3893 | 0
|  | 322.6012 | 0
|  | 322.8131 | 0
|  | 323.025 | 0
|  | 323.2369 | 0
|  | 323.4489 | 0
|  | 323.6608 | 0
|  | 323.8728 | 0
|  | 324.0848 | 0
|  | 324.2969 | 0
|  | 324.5089 | 0
|  | 324.7209 | 0
|  | 324.933 | 0
|  | 325.1451 | 0
|  | 325.3572 | 0
|  | 325.5693 | 0
|  | 325.7815 | 0
|  | 325.9936 | 0
|  | 326.2058 | 0
|  | 326.418 | 0
|  | 326.6302 | 0
|  | 326.8424 | 0
|  | 327.0546 | 0
|  | 327.2668 | 0
|  | 327.4791 | 0
|  | 327.6914 | 0
|  | 327.9037 | 0
|  | 328.116 | 0
|  | 328.3283 | 0
|  | 328.5407 | 0
|  | 328.753 | 0
|  | 328.9654 | 0
|  | 329.1778 | 0
|  | 329.3902 | 0
|  | 329.6027 | 0
|  | 329.8151 | 0
|  | 330.0276 | 0
|  | 330.24 | 0
|  | 330.4525 | 0
|  | 330.665 | 0
|  | 330.8776 | 0
|  | 331.0901 | 0
|  | 331.3027 | 0
|  | 331.5152 | 0
|  | 331.7278 | 0
|  | 331.9404 | 0
|  | 332.1531 | 0
|  | 332.3657 | 0
|  | 332.5784 | 0
|  | 332.791 | 0
|  | 333.0037 | 0
|  | 333.2164 | 0
|  | 333.4291 | 0
|  | 333.6419 | 0
|  | 333.8546 | 0
|  | 334.0674 | 0
|  | 334.2802 | 0
|  | 334.493 | 0
|  | 334.7058 | 0
|  | 334.9187 | 0
|  | 335.1315 | 0
|  | 335.3444 | 0
|  | 335.5573 | 0
|  | 335.7702 | 0
|  | 335.9831 | 0
|  | 336.196 | 0
|  | 336.409 | 0
|  | 336.6219 | 0
|  | 336.8349 | 0
|  | 337.0479 | 0
|  | 337.2609 | 0
|  | 337.4739 | 0
|  | 337.687 | 0
|  | 337.9 | 0
|  | 338.1131 | 0
|  | 338.3262 | 0
|  | 338.5393 | 0
|  | 338.7525 | 0
|  | 338.9656 | 0
|  | 339.1787 | 0
|  | 339.3919 | 0
|  | 339.6051 | 0
|  | 339.8183 | 0
|  | 340.0315 | 0
|  | 340.2448 | 0
|  | 340.458 | 0
|  | 340.6713 | 0
|  | 340.8846 | 0
|  | 341.0979 | 0
|  | 341.3112 | 0
|  | 341.5245 | 0
|  | 341.7379 | 0
|  | 341.9513 | 0
|  | 342.1646 | 0
|  | 342.378 | 0
|  | 342.5915 | 0
|  | 342.8049 | 0
|  | 343.0183 | 0
|  | 343.2318 | 0
|  | 343.4453 | 0
|  | 343.6588 | 0
|  | 343.8723 | 0
|  | 344.0858 | 0
|  | 344.2994 | 0
|  | 344.5129 | 0
|  | 344.7265 | 0
|  | 344.9401 | 0
|  | 345.1537 | 0
|  | 345.3673 | 0
|  | 345.581 | 0
|  | 345.7946 | 0
|  | 346.0083 | 0
|  | 346.222 | 0
|  | 346.4357 | 0
|  | 346.6494 | 0
|  | 346.8632 | 0
|  | 347.0769 | 0
|  | 347.2907 | 0
|  | 347.5045 | 0
|  | 347.7183 | 0
|  | 347.9321 | 0
|  | 348.1459 | 0
|  | 348.3598 | 0
|  | 348.5736 | 0
|  | 348.7875 | 0
|  | 349.0014 | 0
|  | 349.2153 | 0
|  | 349.4292 | 0
|  | 349.6432 | 0
|  | 349.8571 | 0
|  | 350.0711 | 0
|  | 350.2851 | 0
|  | 350.4991 | 0
|  | 350.7131 | 0
|  | 350.9272 | 0
|  | 351.1412 | 0
|  | 351.3553 | 0
|  | 351.5694 | 0
|  | 351.7835 | 0
|  | 351.9976 | 0
|  | 352.2117 | 0
|  | 352.4259 | 0
|  | 352.64 | 0
|  | 352.8542 | 0
|  | 353.0684 | 0
|  | 353.2826 | 0
|  | 353.4969 | 0
|  | 353.7111 | 0
|  | 353.9254 | 0
|  | 354.1397 | 0
|  | 354.354 | 0
|  | 354.5683 | 0
|  | 354.7826 | 0
|  | 354.9969 | 0
|  | 355.2113 | 0
|  | 355.4257 | 0
|  | 355.64 | 0
|  | 355.8544 | 0
|  | 356.0689 | 0
|  | 356.2833 | 0
|  | 356.4978 | 0
|  | 356.7122 | 0
|  | 356.9267 | 0
|  | 357.1412 | 0
|  | 357.3557 | 0
|  | 357.5702 | 0
|  | 357.7848 | 0
|  | 357.9994 | 0
|  | 358.2139 | 0
|  | 358.4285 | 0
|  | 358.6431 | 0
|  | 358.8578 | 0
|  | 359.0724 | 0
|  | 359.2871 | 0
|  | 359.5017 | 0
|  | 359.7164 | 0
|  | 359.9311 | 0
|  | 360.1458 | 0
|  | 360.3606 | 0
|  | 360.5753 | 0
|  | 360.7901 | 0
|  | 361.0049 | 0
|  | 361.2197 | 0
|  | 361.4345 | 0
|  | 361.6493 | 0
|  | 361.8642 | 0
|  | 362.079 | 0
|  | 362.2939 | 0
|  | 362.5088 | 0
|  | 362.7237 | 0
|  | 362.9386 | 0
|  | 363.1536 | 0
|  | 363.3685 | 0
|  | 363.5835 | 0
|  | 363.7985 | 0
|  | 364.0135 | 0
|  | 364.2285 | 0
|  | 364.4435 | 0
|  | 364.6586 | 0
|  | 364.8736 | 0
|  | 365.0887 | 0
|  | 365.3038 | 0
|  | 365.5189 | 0
|  | 365.7341 | 0
|  | 365.9492 | 0
|  | 366.1644 | 0
|  | 366.3795 | 0
|  | 366.5947 | 0
|  | 366.8099 | 0
|  | 367.0251 | 0
|  | 367.2404 | 0
|  | 367.4556 | 0
|  | 367.6709 | 0
|  | 367.8862 | 0
|  | 368.1015 | 0
|  | 368.3168 | 0
|  | 368.5321 | 0
|  | 368.7475 | 0
|  | 368.9629 | 0
|  | 369.1782 | 0
|  | 369.3936 | 0
|  | 369.609 | 0
|  | 369.8245 | 0
|  | 370.0399 | 0
|  | 370.2553 | 0
|  | 370.4708 | 0
|  | 370.6863 | 0
|  | 370.9018 | 0
|  | 371.1173 | 0
|  | 371.3329 | 0
|  | 371.5484 | 0
|  | 371.764 | 0
|  | 371.9795 | 0
|  | 372.1951 | 0
|  | 372.4107 | 0
|  | 372.6264 | 0
|  | 372.842 | 0
|  | 373.0577 | 0
|  | 373.2733 | 0
|  | 373.489 | 0
|  | 373.7047 | 0
|  | 373.9204 | 0
|  | 374.1362 | 0
|  | 374.3519 | 0
|  | 374.5677 | 0
|  | 374.7835 | 0
|  | 374.9993 | 0
|  | 375.2151 | 0
|  | 375.4309 | 0
|  | 375.6467 | 0
|  | 375.8626 | 0
|  | 376.0785 | 0
|  | 376.2944 | 0
|  | 376.5103 | 0
|  | 376.7262 | 0
|  | 376.9421 | 0
|  | 377.1581 | 0
|  | 377.374 | 0
|  | 377.59 | 0
|  | 377.806 | 0
|  | 378.022 | 0
|  | 378.2381 | 0
|  | 378.4541 | 0
|  | 378.6702 | 0
|  | 378.8862 | 0
|  | 379.1023 | 0
|  | 379.3184 | 0
|  | 379.5345 | 0
|  | 379.7507 | 0
|  | 379.9668 | 0
|  | 380.183 | 0
|  | 380.3992 | 0
|  | 380.6154 | 0
|  | 380.8316 | 0
|  | 381.0478 | 0.00655
|  | 381.264 | -0.00513
|  | 381.4803 | 0.00743
|  | 381.6966 | -0.00233
|  | 381.9129 | 0.00708
|  | 382.1292 | -0.00147
|  | 382.3455 | 0.00506
|  | 382.5618 | -0.00059422
|  | 382.7782 | 0.00373
|  | 382.9946 | -0.00159
|  | 383.2109 | 0.00292
|  | 383.4273 | -0.00081608
|  | 383.6437 | 0.00271
|  | 383.8602 | -0.00136
|  | 384.0766 | 0.00391
|  | 384.2931 | -0.00456
|  | 384.5095 | 0.0029
|  | 384.726 | -0.00189
|  | 384.9425 | 0.0035
|  | 385.159 | -0.00171
|  | 385.3756 | 0.00484
|  | 385.5921 | -0.00519
|  | 385.8087 | 0.00427
|  | 386.0253 | -0.01284
|  | 386.2419 | 0.01323
|  | 386.4585 | 0.00039354
|  | 386.6751 | 0.00348
|  | 386.8917 | -0.00308
|  | 387.1084 | 0.0058
|  | 387.3251 | -0.00113
|  | 387.5417 | 0.00272
|  | 387.7584 | -0.00264
|  | 387.9752 | 0.0054
|  | 388.1919 | -0.0014
|  | 388.4086 | 0.0051
|  | 388.6254 | -0.00083622
|  | 388.8422 | 0.00175
|  | 389.059 | -0.00076249
|  | 389.2758 | 0.00407
|  | 389.4926 | -0.00015348
|  | 389.7094 | 0.00102
|  | 389.9263 | -0.00178
|  | 390.1432 | 0.00395
|  | 390.36 | 0.00038554
|  | 390.5769 | 0.0018
|  | 390.7939 | -0.00024249
|  | 391.0108 | 0.00283
|  | 391.2277 | -0.00132
|  | 391.4447 | 0.00416
|  | 391.6617 | -0.00080401
|  | 391.8786 | 0.00451
|  | 392.0957 | -0.01116
|  | 392.3127 | 0.01067
|  | 392.5297 | -5.8148e-06
|  | 392.7468 | 0.00229
|  | 392.9638 | 0.0013
|  | 393.1809 | 0.00434
|  | 393.398 | 0.00026435
|  | 393.6151 | 0.00303
|  | 393.8322 | -6.4337e-05
|  | 394.0494 | 0.00136
|  | 394.2665 | 8.2591e-05
|  | 394.4837 | 0.00246
|  | 394.7009 | -6.0373e-06
|  | 394.9181 | 0.00488
|  | 395.1353 | -0.00127
|  | 395.3525 | 0.00499
|  | 395.5698 | 0.00042576
|  | 395.7871 | 0.00382
|  | 396.0043 | 0.00087931
|  | 396.2216 | 0.00376
|  | 396.4389 | -0.00075958
|  | 396.6562 | 0.00388
|  | 396.8736 | -0.00011738
|  | 397.0909 | 0.00363
|  | 397.3083 | -0.00114
|  | 397.5257 | 0.00327
|  | 397.7431 | -0.00065561
|  | 397.9605 | 0.00603
|  | 398.1779 | -0.00813
|  | 398.3954 | 0.0146
|  | 398.6128 | 0.00077724
|  | 398.8303 | 0.00607
|  | 399.0478 | 0.00124
|  | 399.2653 | 0.00417
|  | 399.4828 | 0.00275
|  | 399.7003 | 0.00522
|  | 399.9179 | 0.00104
|  | 400.1354 | 0.00595
|  | 400.353 | 0.00146
|  | 400.5706 | 0.004
|  | 400.7882 | 0.00087079
|  | 401.0058 | 0.00513
|  | 401.2235 | 0.00272
|  | 401.4411 | 0.00652
|  | 401.6588 | 0.00118
|  | 401.8765 | 0.00379
|  | 402.0942 | 0.0037
|  | 402.3119 | 0.00566
|  | 402.5296 | 0.00313
|  | 402.7474 | 0.00746
|  | 402.9651 | 0.0042
|  | 403.1829 | 0.00682
|  | 403.4007 | 0.00404
|  | 403.6185 | 0.00818
|  | 403.8363 | 0.00519
|  | 404.0541 | 0.00931
|  | 404.272 | -0.00115
|  | 404.4898 | 0.01672
|  | 404.7077 | 0.00504
|  | 404.9256 | 0.01121
|  | 405.1435 | 0.00634
|  | 405.3614 | 0.01199
|  | 405.5794 | 0.00798
|  | 405.7973 | 0.01094
|  | 406.0153 | 0.00819
|  | 406.2333 | 0.01117
|  | 406.4513 | 0.00745
|  | 406.6693 | 0.01284
|  | 406.8873 | 0.01098
|  | 407.1053 | 0.01305
|  | 407.3234 | 0.0111
|  | 407.5415 | 0.01529
|  | 407.7595 | 0.01147
|  | 407.9776 | 0.01487
|  | 408.1958 | 0.01362
|  | 408.4139 | 0.01507
|  | 408.632 | 0.01994
|  | 408.8502 | 0.01644
|  | 409.0684 | 0.0213
|  | 409.2865 | 0.01886
|  | 409.5048 | 0.02196
|  | 409.723 | 0.02048
|  | 409.9412 | 0.02416
|  | 410.1595 | 0.0165
|  | 410.3777 | 0.02904
|  | 410.596 | 0.02432
|  | 410.8143 | 0.02917
|  | 411.0326 | 0.02496
|  | 411.2509 | 0.03116
|  | 411.4692 | 0.03028
|  | 411.6876 | 0.03403
|  | 411.906 | 0.03206
|  | 412.1243 | 0.03576
|  | 412.3428 | 0.03369
|  | 412.5612 | 0.03807
|  | 412.7796 | 0.03651
|  | 412.998 | 0.0404
|  | 413.2165 | 0.03851
|  | 413.435 | 0.04299
|  | 413.6534 | 0.04188
|  | 413.8719 | 0.04706
|  | 414.0904 | 0.04636
|  | 414.309 | 0.05113
|  | 414.5275 | 0.05057
|  | 414.7461 | 0.05414
|  | 414.9647 | 0.055
|  | 415.1832 | 0.0612
|  | 415.4018 | 0.05765
|  | 415.6205 | 0.06558
|  | 415.8391 | 0.06627
|  | 416.0577 | 0.07106
|  | 416.2764 | 0.06519
|  | 416.4951 | 0.08173
|  | 416.7138 | 0.07729
|  | 416.9325 | 0.08373
|  | 417.1512 | 0.08311
|  | 417.3699 | 0.08744
|  | 417.5887 | 0.08852
|  | 417.8074 | 0.09541
|  | 418.0262 | 0.09361
|  | 418.245 | 0.10149
|  | 418.4638 | 0.104
|  | 418.6826 | 0.11044
|  | 418.9015 | 0.10991
|  | 419.1203 | 0.11526
|  | 419.3392 | 0.11705
|  | 419.5581 | 0.12509
|  | 419.777 | 0.12504
|  | 419.9959 | 0.13161
|  | 420.2148 | 0.13395
|  | 420.4337 | 0.14057
|  | 420.6527 | 0.13998
|  | 420.8717 | 0.1486
|  | 421.0907 | 0.15096
|  | 421.3097 | 0.15839
|  | 421.5287 | 0.16218
|  | 421.7477 | 0.17009
|  | 421.9667 | 0.1743
|  | 422.1858 | 0.18423
|  | 422.4049 | 0.17973
|  | 422.6239 | 0.20145
|  | 422.8431 | 0.19597
|  | 423.0622 | 0.20504
|  | 423.2813 | 0.21122
|  | 423.5004 | 0.22386
|  | 423.7196 | 0.22932
|  | 423.9388 | 0.23984
|  | 424.158 | 0.24975
|  | 424.3772 | 0.26572
|  | 424.5964 | 0.27155
|  | 424.8156 | 0.28015
|  | 425.0349 | 0.28821
|  | 425.2541 | 0.2943
|  | 425.4734 | 0.29913
|  | 425.6927 | 0.30828
|  | 425.912 | 0.31579
|  | 426.1313 | 0.33276
|  | 426.3506 | 0.33913
|  | 426.57 | 0.3534
|  | 426.7894 | 0.35742
|  | 427.0087 | 0.36723
|  | 427.2281 | 0.37429
|  | 427.4475 | 0.37998
|  | 427.6669 | 0.37914
|  | 427.8864 | 0.39324
|  | 428.1058 | 0.39752
|  | 428.3253 | 0.41211
|  | 428.5448 | 0.40698
|  | 428.7643 | 0.43526
|  | 428.9838 | 0.4489
|  | 429.2033 | 0.46461
|  | 429.4228 | 0.47386
|  | 429.6424 | 0.49134
|  | 429.8619 | 0.49856
|  | 430.0815 | 0.52187
|  | 430.3011 | 0.53437
|  | 430.5207 | 0.55151
|  | 430.7403 | 0.56415
|  | 430.96 | 0.5912
|  | 431.1796 | 0.61218
|  | 431.3993 | 0.6344
|  | 431.619 | 0.64439
|  | 431.8387 | 0.65058
|  | 432.0584 | 0.6512
|  | 432.2781 | 0.66189
|  | 432.4979 | 0.66968
|  | 432.7176 | 0.6857
|  | 432.9374 | 0.70422
|  | 433.1572 | 0.72382
|  | 433.377 | 0.73635
|  | 433.5968 | 0.75499
|  | 433.8166 | 0.76588
|  | 434.0364 | 0.78477
|  | 434.2563 | 0.78839
|  | 434.4762 | 0.79721
|  | 434.696 | 0.79446
|  | 434.9159 | 0.82492
|  | 435.1358 | 0.84081
|  | 435.3558 | 0.86804
|  | 435.5757 | 0.87668
|  | 435.7957 | 0.8903
|  | 436.0156 | 0.90171
|  | 436.2356 | 0.91395
|  | 436.4556 | 0.90665
|  | 436.6756 | 0.91544
|  | 436.8956 | 0.92579
|  | 437.1157 | 0.93502
|  | 437.3357 | 0.93421
|  | 437.5558 | 0.95033
|  | 437.7759 | 0.96023
|  | 437.996 | 0.97902
|  | 438.2161 | 0.98998
|  | 438.4362 | 0.99994
|  | 438.6564 | 0.9884
|  | 438.8765 | 1
|  | 439.0967 | 0.99389
|  | 439.3169 | 0.98796
|  | 439.5371 | 0.9732
|  | 439.7573 | 0.97611
|  | 439.9775 | 0.97107
|  | 440.1977 | 0.97299
|  | 440.418 | 0.96202
|  | 440.6383 | 0.95785
|  | 440.8585 | 0.93904
|  | 441.0788 | 0.94754
|  | 441.2991 | 0.93973
|  | 441.5195 | 0.92823
|  | 441.7398 | 0.91128
|  | 441.9602 | 0.91008
|  | 442.1805 | 0.90119
|  | 442.4009 | 0.90185
|  | 442.6213 | 0.89121
|  | 442.8417 | 0.87859
|  | 443.0622 | 0.83936
|  | 443.2826 | 0.80469
|  | 443.503 | 0.77333
|  | 443.7235 | 0.74673
|  | 443.944 | 0.72311
|  | 444.1645 | 0.71782
|  | 444.385 | 0.7236
|  | 444.6055 | 0.71846
|  | 444.8261 | 0.71106
|  | 445.0466 | 0.71399
|  | 445.2672 | 0.70557
|  | 445.4878 | 0.68937
|  | 445.7084 | 0.67671
|  | 445.929 | 0.66139
|  | 446.1496 | 0.63742
|  | 446.3702 | 0.6225
|  | 446.5909 | 0.59933
|  | 446.8116 | 0.58464
|  | 447.0322 | 0.54612
|  | 447.2529 | 0.53354
|  | 447.4736 | 0.5057
|  | 447.6944 | 0.49134
|  | 447.9151 | 0.47476
|  | 448.1359 | 0.47182
|  | 448.3566 | 0.45541
|  | 448.5774 | 0.44816
|  | 448.7982 | 0.43436
|  | 449.019 | 0.42296
|  | 449.2398 | 0.4121
|  | 449.4606 | 0.40617
|  | 449.6815 | 0.39342
|  | 449.9024 | 0.3865
|  | 450.1232 | 0.3778
|  | 450.3441 | 0.3746
|  | 450.565 | 0.36461
|  | 450.786 | 0.36484
|  | 451.0069 | 0.35344
|  | 451.2278 | 0.34979
|  | 451.4488 | 0.33987
|  | 451.6698 | 0.33949
|  | 451.8908 | 0.32666
|  | 452.1118 | 0.32197
|  | 452.3328 | 0.30814
|  | 452.5538 | 0.30417
|  | 452.7749 | 0.29183
|  | 452.9959 | 0.28397
|  | 453.217 | 0.26941
|  | 453.4381 | 0.27593
|  | 453.6592 | 0.26312
|  | 453.8803 | 0.25791
|  | 454.1015 | 0.24864
|  | 454.3226 | 0.24435
|  | 454.5438 | 0.24005
|  | 454.7649 | 0.23803
|  | 454.9861 | 0.2256
|  | 455.2073 | 0.22759
|  | 455.4285 | 0.21962
|  | 455.6498 | 0.21983
|  | 455.871 | 0.20934
|  | 456.0923 | 0.20774
|  | 456.3135 | 0.20456
|  | 456.5348 | 0.20389
|  | 456.7561 | 0.19897
|  | 456.9774 | 0.19886
|  | 457.1988 | 0.19381
|  | 457.4201 | 0.19124
|  | 457.6415 | 0.18303
|  | 457.8628 | 0.17732
|  | 458.0842 | 0.17321
|  | 458.3056 | 0.17217
|  | 458.527 | 0.16732
|  | 458.7484 | 0.16887
|  | 458.9699 | 0.16378
|  | 459.1913 | 0.16375
|  | 459.4128 | 0.15379
|  | 459.6343 | 0.16047
|  | 459.8558 | 0.15098
|  | 460.0773 | 0.1511
|  | 460.2988 | 0.14652
|  | 460.5203 | 0.14624
|  | 460.7419 | 0.14119
|  | 460.9635 | 0.14376
|  | 461.185 | 0.13876
|  | 461.4066 | 0.13812
|  | 461.6282 | 0.13246
|  | 461.8498 | 0.12905
|  | 462.0715 | 0.12298
|  | 462.2931 | 0.12155
|  | 462.5148 | 0.1157
|  | 462.7364 | 0.11484
|  | 462.9581 | 0.10935
|  | 463.1798 | 0.11012
|  | 463.4016 | 0.10633
|  | 463.6233 | 0.102
|  | 463.845 | 0.09679
|  | 464.0668 | 0.09511
|  | 464.2886 | 0.09185
|  | 464.5104 | 0.09063
|  | 464.7321 | 0.09048
|  | 464.954 | 0.08811
|  | 465.1758 | 0.0917
|  | 465.3976 | 0.08485
|  | 465.6195 | 0.09188
|  | 465.8413 | 0.0857
|  | 466.0632 | 0.08528
|  | 466.2851 | 0.08224
|  | 466.507 | 0.08306
|  | 466.729 | 0.07974
|  | 466.9509 | 0.08168
|  | 467.1728 | 0.07875
|  | 467.3948 | 0.07792
|  | 467.6168 | 0.07615
|  | 467.8388 | 0.07629
|  | 468.0608 | 0.07354
|  | 468.2828 | 0.07304
|  | 468.5048 | 0.07168
|  | 468.7269 | 0.07305
|  | 468.949 | 0.06959
|  | 469.171 | 0.07091
|  | 469.3931 | 0.06836
|  | 469.6152 | 0.06948
|  | 469.8373 | 0.06544
|  | 470.0595 | 0.0669
|  | 470.2816 | 0.06487
|  | 470.5038 | 0.0641
|  | 470.7259 | 0.06273
|  | 470.9481 | 0.06455
|  | 471.1703 | 0.06102
|  | 471.3925 | 0.06172
|  | 471.6148 | 0.05458
|  | 471.837 | 0.06346
|  | 472.0593 | 0.05698
|  | 472.2815 | 0.05812
|  | 472.5038 | 0.05539
|  | 472.7261 | 0.05673
|  | 472.9484 | 0.05554
|  | 473.1707 | 0.05501
|  | 473.3931 | 0.05301
|  | 473.6154 | 0.0536
|  | 473.8378 | 0.05216
|  | 474.0601 | 0.05246
|  | 474.2825 | 0.05122
|  | 474.5049 | 0.05208
|  | 474.7274 | 0.05144
|  | 474.9498 | 0.05265
|  | 475.1722 | 0.05054
|  | 475.3947 | 0.05304
|  | 475.6172 | 0.0507
|  | 475.8396 | 0.05258
|  | 476.0621 | 0.05025
|  | 476.2846 | 0.05084
|  | 476.5072 | 0.04953
|  | 476.7297 | 0.05062
|  | 476.9523 | 0.04876
|  | 477.1748 | 0.05057
|  | 477.3974 | 0.04837
|  | 477.62 | 0.05031
|  | 477.8426 | 0.04517
|  | 478.0652 | 0.05234
|  | 478.2879 | 0.04824
|  | 478.5105 | 0.04891
|  | 478.7332 | 0.04719
|  | 478.9559 | 0.04835
|  | 479.1785 | 0.04803
|  | 479.4013 | 0.04915
|  | 479.624 | 0.04738
|  | 479.8467 | 0.04896
|  | 480.0695 | 0.04727
|  | 480.2922 | 0.04944
|  | 480.515 | 0.04805
|  | 480.7378 | 0.04983
|  | 480.9606 | 0.04918
|  | 481.1834 | 0.05141
|  | 481.4062 | 0.04907
|  | 481.629 | 0.05137
|  | 481.8519 | 0.05058
|  | 482.0747 | 0.05263
|  | 482.2976 | 0.0516
|  | 482.5205 | 0.05211
|  | 482.7434 | 0.05184
|  | 482.9663 | 0.05378
|  | 483.1893 | 0.05199
|  | 483.4122 | 0.0538
|  | 483.6352 | 0.05343
|  | 483.8582 | 0.05433
|  | 484.0811 | 0.05013
|  | 484.3041 | 0.05724
|  | 484.5272 | 0.05429
|  | 484.7502 | 0.05629
|  | 484.9732 | 0.05578
|  | 485.1963 | 0.05726
|  | 485.4193 | 0.05541
|  | 485.6424 | 0.0586
|  | 485.8655 | 0.05811
|  | 486.0886 | 0.05873
|  | 486.3118 | 0.05887
|  | 486.5349 | 0.06031
|  | 486.758 | 0.06001
|  | 486.9812 | 0.06218
|  | 487.2044 | 0.06166
|  | 487.4276 | 0.06467
|  | 487.6508 | 0.06332
|  | 487.874 | 0.06535
|  | 488.0972 | 0.06621
|  | 488.3204 | 0.06735
|  | 488.5437 | 0.06696
|  | 488.767 | 0.06981
|  | 488.9903 | 0.0683
|  | 489.2135 | 0.0717
|  | 489.4368 | 0.06985
|  | 489.6602 | 0.07291
|  | 489.8835 | 0.07237
|  | 490.1069 | 0.07467
|  | 490.3302 | 0.07027
|  | 490.5536 | 0.07783
|  | 490.777 | 0.07422
|  | 491.0004 | 0.07816
|  | 491.2238 | 0.07694
|  | 491.4472 | 0.07869
|  | 491.6707 | 0.07874
|  | 491.8941 | 0.08003
|  | 492.1176 | 0.08006
|  | 492.3411 | 0.08284
|  | 492.5646 | 0.08316
|  | 492.7881 | 0.08566
|  | 493.0116 | 0.08478
|  | 493.2351 | 0.08635
|  | 493.4587 | 0.08635
|  | 493.6823 | 0.09128
|  | 493.9058 | 0.08977
|  | 494.1294 | 0.09336
|  | 494.353 | 0.09322
|  | 494.5766 | 0.09578
|  | 494.8003 | 0.09404
|  | 495.0239 | 0.09822
|  | 495.2476 | 0.09936
|  | 495.4712 | 0.10233
|  | 495.6949 | 0.10358
|  | 495.9186 | 0.10633
|  | 496.1423 | 0.10489
|  | 496.366 | 0.10818
|  | 496.5898 | 0.1039
|  | 496.8135 | 0.1107
|  | 497.0373 | 0.10544
|  | 497.2611 | 0.10989
|  | 497.4848 | 0.10959
|  | 497.7087 | 0.11125
|  | 497.9325 | 0.1102
|  | 498.1563 | 0.1136
|  | 498.3801 | 0.11421
|  | 498.604 | 0.11616
|  | 498.8279 | 0.11705
|  | 499.0517 | 0.11767
|  | 499.2756 | 0.11716
|  | 499.4995 | 0.12005
|  | 499.7235 | 0.12003
|  | 499.9474 | 0.12276
|  | 500.1713 | 0.1213
|  | 500.3953 | 0.12389
|  | 500.6193 | 0.12672
|  | 500.8433 | 0.12903
|  | 501.0673 | 0.13043
|  | 501.2913 | 0.13345
|  | 501.5153 | 0.13326
|  | 501.7393 | 0.13332
|  | 501.9634 | 0.13296
|  | 502.1875 | 0.13314
|  | 502.4115 | 0.13434
|  | 502.6356 | 0.13545
|  | 502.8597 | 0.13389
|  | 503.0838 | 0.14148
|  | 503.308 | 0.13797
|  | 503.5321 | 0.14068
|  | 503.7563 | 0.14202
|  | 503.9805 | 0.14401
|  | 504.2046 | 0.14492
|  | 504.4288 | 0.14608
|  | 504.653 | 0.1454
|  | 504.8773 | 0.14793
|  | 505.1015 | 0.15023
|  | 505.3258 | 0.15269
|  | 505.55 | 0.15291
|  | 505.7743 | 0.15628
|  | 505.9986 | 0.15715
|  | 506.2229 | 0.15891
|  | 506.4472 | 0.15879
|  | 506.6715 | 0.16158
|  | 506.8958 | 0.16116
|  | 507.1202 | 0.16396
|  | 507.3446 | 0.16207
|  | 507.5689 | 0.16428
|  | 507.7933 | 0.16598
|  | 508.0177 | 0.17016
|  | 508.2422 | 0.16899
|  | 508.4666 | 0.1725
|  | 508.6911 | 0.17291
|  | 508.9155 | 0.17385
|  | 509.14 | 0.17088
|  | 509.3645 | 0.17667
|  | 509.589 | 0.17341
|  | 509.8135 | 0.17591
|  | 510.038 | 0.17548
|  | 510.2625 | 0.17793
|  | 510.4871 | 0.17877
|  | 510.7116 | 0.17933
|  | 510.9362 | 0.1795
|  | 511.1608 | 0.18314
|  | 511.3854 | 0.1821
|  | 511.61 | 0.18134
|  | 511.8346 | 0.17975
|  | 512.0593 | 0.18104
|  | 512.2839 | 0.1804
|  | 512.5086 | 0.1849
|  | 512.7333 | 0.18503
|  | 512.958 | 0.18954
|  | 513.1827 | 0.18941
|  | 513.4074 | 0.19171
|  | 513.6321 | 0.19272
|  | 513.8569 | 0.19233
|  | 514.0816 | 0.19056
|  | 514.3064 | 0.19105
|  | 514.5312 | 0.18793
|  | 514.756 | 0.19127
|  | 514.9808 | 0.18976
|  | 515.2056 | 0.19628
|  | 515.4304 | 0.19105
|  | 515.6553 | 0.19645
|  | 515.8801 | 0.19447
|  | 516.105 | 0.1952
|  | 516.3299 | 0.19676
|  | 516.5548 | 0.20117
|  | 516.7797 | 0.20056
|  | 517.0046 | 0.2022
|  | 517.2296 | 0.2002
|  | 517.4545 | 0.20275
|  | 517.6795 | 0.20294
|  | 517.9045 | 0.20501
|  | 518.1295 | 0.20345
|  | 518.3545 | 0.20919
|  | 518.5795 | 0.20663
|  | 518.8045 | 0.20881
|  | 519.0295 | 0.21114
|  | 519.2546 | 0.21262
|  | 519.4797 | 0.212
|  | 519.7047 | 0.21356
|  | 519.9298 | 0.2117
|  | 520.1549 | 0.21512
|  | 520.38 | 0.21703
|  | 520.6052 | 0.21903
|  | 520.8303 | 0.21721
|  | 521.0555 | 0.21799
|  | 521.2807 | 0.21955
|  | 521.5058 | 0.22188
|  | 521.731 | 0.21788
|  | 521.9562 | 0.22174
|  | 522.1815 | 0.2231
|  | 522.4067 | 0.21957
|  | 522.6319 | 0.22079
|  | 522.8572 | 0.22012
|  | 523.0825 | 0.2224
|  | 523.3077 | 0.22171
|  | 523.533 | 0.22296
|  | 523.7583 | 0.22073
|  | 523.9837 | 0.22145
|  | 524.209 | 0.22203
|  | 524.4344 | 0.22429
|  | 524.6597 | 0.22197
|  | 524.8851 | 0.22062
|  | 525.1105 | 0.21912
|  | 525.3359 | 0.22152
|  | 525.5613 | 0.22111
|  | 525.7867 | 0.22186
|  | 526.0122 | 0.22266
|  | 526.2376 | 0.22519
|  | 526.4631 | 0.22362
|  | 526.6885 | 0.22149
|  | 526.914 | 0.21976
|  | 527.1395 | 0.22191
|  | 527.365 | 0.2202
|  | 527.5906 | 0.2254
|  | 527.8161 | 0.21938
|  | 528.0417 | 0.22506
|  | 528.2672 | 0.22539
|  | 528.4928 | 0.22769
|  | 528.7184 | 0.2259
|  | 528.944 | 0.22685
|  | 529.1696 | 0.22814
|  | 529.3952 | 0.2277
|  | 529.6209 | 0.22612
|  | 529.8465 | 0.228
|  | 530.0722 | 0.22972
|  | 530.2979 | 0.23205
|  | 530.5236 | 0.23285
|  | 530.7493 | 0.23304
|  | 530.975 | 0.2315
|  | 531.2007 | 0.23456
|  | 531.4264 | 0.23186
|  | 531.6522 | 0.23095
|  | 531.878 | 0.2315
|  | 532.1037 | 0.23241
|  | 532.3295 | 0.23025
|  | 532.5553 | 0.23133
|  | 532.7812 | 0.22875
|  | 533.007 | 0.23019
|  | 533.2328 | 0.22808
|  | 533.4587 | 0.23002
|  | 533.6845 | 0.22935
|  | 533.9104 | 0.22898
|  | 534.1363 | 0.22465
|  | 534.3622 | 0.23114
|  | 534.5882 | 0.22797
|  | 534.8141 | 0.23043
|  | 535.04 | 0.22921
|  | 535.266 | 0.23003
|  | 535.4919 | 0.22986
|  | 535.7179 | 0.23069
|  | 535.9439 | 0.22757
|  | 536.1699 | 0.23025
|  | 536.3959 | 0.22896
|  | 536.622 | 0.22955
|  | 536.848 | 0.22551
|  | 537.0741 | 0.22829
|  | 537.3001 | 0.22721
|  | 537.5262 | 0.2308
|  | 537.7523 | 0.2316
|  | 537.9784 | 0.23412
|  | 538.2045 | 0.23323
|  | 538.4307 | 0.23547
|  | 538.6568 | 0.23651
|  | 538.883 | 0.23877
|  | 539.1091 | 0.23699
|  | 539.3353 | 0.23974
|  | 539.5615 | 0.23679
|  | 539.7877 | 0.23924
|  | 540.0139 | 0.23679
|  | 540.2402 | 0.23748
|  | 540.4664 | 0.23553
|  | 540.6927 | 0.24128
|  | 540.9189 | 0.23668
|  | 541.1452 | 0.23835
|  | 541.3715 | 0.23703
|  | 541.5978 | 0.23901
|  | 541.8241 | 0.23601
|  | 542.0505 | 0.23649
|  | 542.2768 | 0.23541
|  | 542.5032 | 0.23683
|  | 542.7295 | 0.23653
|  | 542.9559 | 0.23884
|  | 543.1823 | 0.2356
|  | 543.4087 | 0.23678
|  | 543.6351 | 0.23882
|  | 543.8616 | 0.23979
|  | 544.088 | 0.24047
|  | 544.3144 | 0.24365
|  | 544.5409 | 0.24171
|  | 544.7674 | 0.24372
|  | 544.9939 | 0.24267
|  | 545.2204 | 0.24288
|  | 545.4469 | 0.24147
|  | 545.6734 | 0.24181
|  | 545.9 | 0.23984
|  | 546.1265 | 0.24231
|  | 546.3531 | 0.24085
|  | 546.5797 | 0.24319
|  | 546.8063 | 0.23931
|  | 547.0329 | 0.2436
|  | 547.2595 | 0.24021
|  | 547.4861 | 0.24094
|  | 547.7128 | 0.24008
|  | 547.9394 | 0.24106
|  | 548.1661 | 0.24117
|  | 548.3928 | 0.24005
|  | 548.6195 | 0.2398
|  | 548.8461 | 0.24045
|  | 549.0729 | 0.24072
|  | 549.2996 | 0.24162
|  | 549.5263 | 0.24067
|  | 549.7531 | 0.2429
|  | 549.9799 | 0.24174
|  | 550.2066 | 0.24123
|  | 550.4334 | 0.24025
|  | 550.6602 | 0.24219
|  | 550.887 | 0.24201
|  | 551.1138 | 0.24157
|  | 551.3407 | 0.23964
|  | 551.5675 | 0.24242
|  | 551.7944 | 0.23963
|  | 552.0213 | 0.24264
|  | 552.2482 | 0.24013
|  | 552.4751 | 0.24058
|  | 552.702 | 0.24056
|  | 552.9289 | 0.24208
|  | 553.1558 | 0.23605
|  | 553.3828 | 0.24218
|  | 553.6097 | 0.24011
|  | 553.8367 | 0.24249
|  | 554.0637 | 0.24065
|  | 554.2907 | 0.24097
|  | 554.5177 | 0.23901
|  | 554.7447 | 0.24052
|  | 554.9718 | 0.23984
|  | 555.1988 | 0.24149
|  | 555.4259 | 0.24085
|  | 555.6529 | 0.24152
|  | 555.88 | 0.24033
|  | 556.1071 | 0.24006
|  | 556.3342 | 0.23946
|  | 556.5613 | 0.2423
|  | 556.7885 | 0.24141
|  | 557.0156 | 0.2409
|  | 557.2428 | 0.23959
|  | 557.4699 | 0.24112
|  | 557.6971 | 0.23848
|  | 557.9243 | 0.23786
|  | 558.1515 | 0.23467
|  | 558.3787 | 0.23404
|  | 558.606 | 0.23275
|  | 558.8332 | 0.23441
|  | 559.0604 | 0.23158
|  | 559.2877 | 0.23442
|  | 559.515 | 0.23172
|  | 559.7423 | 0.23483
|  | 559.9696 | 0.23416
|  | 560.1969 | 0.23438
|  | 560.4242 | 0.23353
|  | 560.6516 | 0.23361
|  | 560.8789 | 0.22951
|  | 561.1063 | 0.22929
|  | 561.3337 | 0.22962
|  | 561.561 | 0.23132
|  | 561.7884 | 0.23006
|  | 562.0158 | 0.23143
|  | 562.2433 | 0.22903
|  | 562.4707 | 0.22928
|  | 562.6982 | 0.2289
|  | 562.9256 | 0.22923
|  | 563.1531 | 0.2272
|  | 563.3806 | 0.22902
|  | 563.6081 | 0.22692
|  | 563.8356 | 0.22884
|  | 564.0631 | 0.22625
|  | 564.2906 | 0.22694
|  | 564.5181 | 0.22713
|  | 564.7457 | 0.22831
|  | 564.9733 | 0.22679
|  | 565.2009 | 0.22634
|  | 565.4284 | 0.22548
|  | 565.6561 | 0.22512
|  | 565.8837 | 0.22169
|  | 566.1113 | 0.22521
|  | 566.3389 | 0.22202
|  | 566.5666 | 0.22236
|  | 566.7943 | 0.22228
|  | 567.0219 | 0.22282
|  | 567.2496 | 0.22119
|  | 567.4773 | 0.22138
|  | 567.705 | 0.21957
|  | 567.9328 | 0.21854
|  | 568.1605 | 0.21784
|  | 568.3882 | 0.21529
|  | 568.616 | 0.21474
|  | 568.8438 | 0.21494
|  | 569.0716 | 0.21448
|  | 569.2993 | 0.21495
|  | 569.5272 | 0.21302
|  | 569.755 | 0.21198
|  | 569.9828 | 0.20837
|  | 570.2106 | 0.20639
|  | 570.4385 | 0.20508
|  | 570.6664 | 0.20431
|  | 570.8942 | 0.20508
|  | 571.1221 | 0.20769
|  | 571.35 | 0.20541
|  | 571.5779 | 0.206
|  | 571.8059 | 0.2058
|  | 572.0338 | 0.20539
|  | 572.2618 | 0.20219
|  | 572.4897 | 0.20453
|  | 572.7177 | 0.20286
|  | 572.9457 | 0.20385
|  | 573.1737 | 0.2035
|  | 573.4017 | 0.20605
|  | 573.6297 | 0.20489
|  | 573.8578 | 0.20579
|  | 574.0858 | 0.20488
|  | 574.3139 | 0.20413
|  | 574.5419 | 0.20447
|  | 574.77 | 0.20518
|  | 574.9981 | 0.20226
|  | 575.2262 | 0.20367
|  | 575.4543 | 0.20369
|  | 575.6825 | 0.20418
|  | 575.9106 | 0.20234
|  | 576.1387 | 0.20255
|  | 576.3669 | 0.20107
|  | 576.5951 | 0.20239
|  | 576.8233 | 0.19901
|  | 577.0515 | 0.20081
|  | 577.2797 | 0.19976
|  | 577.5079 | 0.19862
|  | 577.7361 | 0.19854
|  | 577.9644 | 0.19857
|  | 578.1927 | 0.19801
|  | 578.4209 | 0.1982
|  | 578.6492 | 0.19394
|  | 578.8775 | 0.1981
|  | 579.1058 | 0.19511
|  | 579.3341 | 0.19585
|  | 579.5625 | 0.19432
|  | 579.7908 | 0.19486
|  | 580.0192 | 0.1932
|  | 580.2475 | 0.1919
|  | 580.4759 | 0.19246
|  | 580.7043 | 0.19033
|  | 580.9327 | 0.19217
|  | 581.1611 | 0.19098
|  | 581.3895 | 0.19244
|  | 581.618 | 0.19193
|  | 581.8464 | 0.19149
|  | 582.0749 | 0.18956
|  | 582.3033 | 0.18924
|  | 582.5318 | 0.18879
|  | 582.7603 | 0.19082
|  | 582.9888 | 0.18901
|  | 583.2173 | 0.19028
|  | 583.4459 | 0.1893
|  | 583.6744 | 0.19182
|  | 583.903 | 0.19015
|  | 584.1315 | 0.19131
|  | 584.3601 | 0.18906
|  | 584.5887 | 0.1911
|  | 584.8173 | 0.18714
|  | 585.0459 | 0.19241
|  | 585.2745 | 0.18785
|  | 585.5032 | 0.1877
|  | 585.7318 | 0.18552
|  | 585.9605 | 0.18641
|  | 586.1891 | 0.18568
|  | 586.4178 | 0.18662
|  | 586.6465 | 0.18529
|  | 586.8752 | 0.18639
|  | 587.1039 | 0.18575
|  | 587.3327 | 0.18704
|  | 587.5614 | 0.18481
|  | 587.7902 | 0.18345
|  | 588.0189 | 0.18185
|  | 588.2477 | 0.18256
|  | 588.4765 | 0.17986
|  | 588.7053 | 0.18167
|  | 588.9341 | 0.18111
|  | 589.1629 | 0.18112
|  | 589.3918 | 0.17925
|  | 589.6206 | 0.18095
|  | 589.8495 | 0.17943
|  | 590.0783 | 0.17988
|  | 590.3072 | 0.17787
|  | 590.5361 | 0.17928
|  | 590.765 | 0.17755
|  | 590.9939 | 0.17846
|  | 591.2228 | 0.17372
|  | 591.4518 | 0.17752
|  | 591.6807 | 0.17539
|  | 591.9097 | 0.17476
|  | 592.1386 | 0.17269
|  | 592.3676 | 0.17269
|  | 592.5966 | 0.17194
|  | 592.8256 | 0.17158
|  | 593.0547 | 0.16968
|  | 593.2837 | 0.17081
|  | 593.5127 | 0.17127
|  | 593.7418 | 0.17184
|  | 593.9708 | 0.17125
|  | 594.1999 | 0.17236
|  | 594.429 | 0.17088
|  | 594.6581 | 0.17152
|  | 594.8872 | 0.17004
|  | 595.1163 | 0.17191
|  | 595.3455 | 0.17064
|  | 595.5746 | 0.17056
|  | 595.8038 | 0.16932
|  | 596.0329 | 0.16971
|  | 596.2621 | 0.17004
|  | 596.4913 | 0.16927
|  | 596.7205 | 0.16846
|  | 596.9497 | 0.16788
|  | 597.179 | 0.16755
|  | 597.4082 | 0.16845
|  | 597.6374 | 0.16464
|  | 597.8667 | 0.16937
|  | 598.096 | 0.16684
|  | 598.3253 | 0.1673
|  | 598.5545 | 0.16624
|  | 598.7839 | 0.16594
|  | 599.0132 | 0.16439
|  | 599.2425 | 0.16499
|  | 599.4719 | 0.16388
|  | 599.7012 | 0.16403
|  | 599.9306 | 0.16164
|  | 600.1599 | 0.16156
|  | 600.3893 | 0.16217
|  | 600.6187 | 0.16244
|  | 600.8481 | 0.16148
|  | 601.0775 | 0.16117
|  | 601.307 | 0.16024
|  | 601.5364 | 0.16023
|  | 601.7659 | 0.15923
|  | 601.9953 | 0.1576
|  | 602.2248 | 0.15698
|  | 602.4543 | 0.15747
|  | 602.6838 | 0.15656
|  | 602.9133 | 0.15666
|  | 603.1428 | 0.15577
|  | 603.3724 | 0.15502
|  | 603.6019 | 0.15469
|  | 603.8315 | 0.15378
|  | 604.0611 | 0.15092
|  | 604.2906 | 0.15377
|  | 604.5202 | 0.15101
|  | 604.7498 | 0.15204
|  | 604.9794 | 0.15041
|  | 605.2091 | 0.15066
|  | 605.4387 | 0.15044
|  | 605.6684 | 0.15175
|  | 605.898 | 0.15013
|  | 606.1277 | 0.14994
|  | 606.3574 | 0.14886
|  | 606.587 | 0.14862
|  | 606.8167 | 0.14661
|  | 607.0465 | 0.14756
|  | 607.2762 | 0.14676
|  | 607.5059 | 0.14726
|  | 607.7357 | 0.14586
|  | 607.9655 | 0.14499
|  | 608.1952 | 0.14388
|  | 608.425 | 0.14372
|  | 608.6548 | 0.14251
|  | 608.8846 | 0.14226
|  | 609.1144 | 0.1413
|  | 609.3442 | 0.14259
|  | 609.5741 | 0.14078
|  | 609.8039 | 0.14286
|  | 610.0338 | 0.1411
|  | 610.2637 | 0.14125
|  | 610.4936 | 0.13782
|  | 610.7235 | 0.14131
|  | 610.9534 | 0.13967
|  | 611.1833 | 0.14063
|  | 611.4132 | 0.13901
|  | 611.6431 | 0.13971
|  | 611.8731 | 0.13855
|  | 612.1031 | 0.13882
|  | 612.333 | 0.13745
|  | 612.563 | 0.13726
|  | 612.793 | 0.13605
|  | 613.023 | 0.13621
|  | 613.2531 | 0.13296
|  | 613.4831 | 0.13248
|  | 613.7131 | 0.13176
|  | 613.9432 | 0.13318
|  | 614.1733 | 0.13114
|  | 614.4033 | 0.1317
|  | 614.6334 | 0.13034
|  | 614.8635 | 0.13079
|  | 615.0936 | 0.12925
|  | 615.3237 | 0.12893
|  | 615.5539 | 0.12804
|  | 615.784 | 0.12862
|  | 616.0142 | 0.12809
|  | 616.2443 | 0.12741
|  | 616.4745 | 0.12768
|  | 616.7047 | 0.12886
|  | 616.9349 | 0.12404
|  | 617.1651 | 0.12946
|  | 617.3953 | 0.12553
|  | 617.6255 | 0.125
|  | 617.8558 | 0.12288
|  | 618.0861 | 0.12591
|  | 618.3163 | 0.12156
|  | 618.5466 | 0.12275
|  | 618.7769 | 0.12224
|  | 619.0072 | 0.12309
|  | 619.2375 | 0.12093
|  | 619.4678 | 0.12188
|  | 619.6981 | 0.11954
|  | 619.9285 | 0.11849
|  | 620.1588 | 0.11796
|  | 620.3892 | 0.11918
|  | 620.6196 | 0.11713
|  | 620.85 | 0.11839
|  | 621.0804 | 0.11627
|  | 621.3108 | 0.11635
|  | 621.5412 | 0.1149
|  | 621.7716 | 0.11644
|  | 622.0021 | 0.11328
|  | 622.2325 | 0.1131
|  | 622.463 | 0.11157
|  | 622.6934 | 0.113
|  | 622.9239 | 0.11092
|  | 623.1544 | 0.11262
|  | 623.385 | 0.10939
|  | 623.6155 | 0.11115
|  | 623.846 | 0.10976
|  | 624.0765 | 0.10987
|  | 624.3071 | 0.11003
|  | 624.5377 | 0.1094
|  | 624.7682 | 0.10718
|  | 624.9988 | 0.10828
|  | 625.2294 | 0.10808
|  | 625.46 | 0.10884
|  | 625.6906 | 0.1087
|  | 625.9213 | 0.10879
|  | 626.1519 | 0.10739
|  | 626.3826 | 0.10744
|  | 626.6132 | 0.1067
|  | 626.8439 | 0.107
|  | 627.0746 | 0.10498
|  | 627.3053 | 0.10452
|  | 627.536 | 0.10263
|  | 627.7667 | 0.10421
|  | 627.9974 | 0.10252
|  | 628.2282 | 0.10305
|  | 628.4589 | 0.10284
|  | 628.6897 | 0.10189
|  | 628.9204 | 0.10258
|  | 629.1512 | 0.10083
|  | 629.382 | 0.10027
|  | 629.6128 | 0.09952
|  | 629.8437 | 0.09578
|  | 630.0745 | 0.10093
|  | 630.3053 | 0.09708
|  | 630.5362 | 0.09838
|  | 630.767 | 0.09662
|  | 630.9979 | 0.09687
|  | 631.2288 | 0.09674
|  | 631.4597 | 0.09724
|  | 631.6906 | 0.09566
|  | 631.9215 | 0.09624
|  | 632.1524 | 0.09491
|  | 632.3833 | 0.09638
|  | 632.6143 | 0.09369
|  | 632.8452 | 0.09407
|  | 633.0762 | 0.09344
|  | 633.3072 | 0.09378
|  | 633.5382 | 0.09324
|  | 633.7692 | 0.09292
|  | 634.0002 | 0.09157
|  | 634.2312 | 0.09526
|  | 634.4623 | 0.09204
|  | 634.6933 | 0.09338
|  | 634.9244 | 0.09193
|  | 635.1554 | 0.09207
|  | 635.3865 | 0.09001
|  | 635.6176 | 0.08903
|  | 635.8487 | 0.08994
|  | 636.0798 | 0.09002
|  | 636.3109 | 0.08581
|  | 636.542 | 0.08944
|  | 636.7732 | 0.08651
|  | 637.0043 | 0.08799
|  | 637.2355 | 0.08578
|  | 637.4667 | 0.08606
|  | 637.6979 | 0.08495
|  | 637.929 | 0.08542
|  | 638.1603 | 0.08355
|  | 638.3915 | 0.08413
|  | 638.6227 | 0.08336
|  | 638.8539 | 0.08092
|  | 639.0852 | 0.08201
|  | 639.3164 | 0.08159
|  | 639.5477 | 0.08226
|  | 639.779 | 0.07961
|  | 640.0103 | 0.08032
|  | 640.2416 | 0.08061
|  | 640.4729 | 0.0802
|  | 640.7042 | 0.07949
|  | 640.9356 | 0.07974
|  | 641.1669 | 0.0793
|  | 641.3983 | 0.07801
|  | 641.6296 | 0.07704
|  | 641.861 | 0.07802
|  | 642.0924 | 0.07644
|  | 642.3238 | 0.07684
|  | 642.5552 | 0.07362
|  | 642.7866 | 0.07828
|  | 643.0181 | 0.07415
|  | 643.2495 | 0.07467
|  | 643.481 | 0.07406
|  | 643.7124 | 0.07489
|  | 643.9439 | 0.07373
|  | 644.1754 | 0.07477
|  | 644.4069 | 0.07428
|  | 644.6384 | 0.07362
|  | 644.8699 | 0.07261
|  | 645.1014 | 0.07259
|  | 645.3329 | 0.07204
|  | 645.5645 | 0.07236
|  | 645.7961 | 0.07116
|  | 646.0276 | 0.0708
|  | 646.2592 | 0.06922
|  | 646.4908 | 0.06971
|  | 646.7224 | 0.06943
|  | 646.954 | 0.07034
|  | 647.1856 | 0.06885
|  | 647.4173 | 0.06953
|  | 647.6489 | 0.06863
|  | 647.8806 | 0.06969
|  | 648.1122 | 0.06729
|  | 648.3439 | 0.06871
|  | 648.5756 | 0.06832
|  | 648.8073 | 0.06848
|  | 649.039 | 0.0644
|  | 649.2707 | 0.06921
|  | 649.5024 | 0.06665
|  | 649.7342 | 0.06721
|  | 649.9659 | 0.06588
|  | 650.1977 | 0.06697
|  | 650.4295 | 0.0653
|  | 650.6613 | 0.06577
|  | 650.8931 | 0.06392
|  | 651.1249 | 0.06527
|  | 651.3567 | 0.06321
|  | 651.5885 | 0.06399
|  | 651.8203 | 0.06279
|  | 652.0522 | 0.06382
|  | 652.284 | 0.06339
|  | 652.5159 | 0.06417
|  | 652.7478 | 0.06207
|  | 652.9796 | 0.06265
|  | 653.2115 | 0.06016
|  | 653.4435 | 0.06031
|  | 653.6754 | 0.05894
|  | 653.9073 | 0.06112
|  | 654.1392 | 0.06004
|  | 654.3712 | 0.05931
|  | 654.6032 | 0.0601
|  | 654.8351 | 0.06056
|  | 655.0671 | 0.06082
|  | 655.2991 | 0.06187
|  | 655.5311 | 0.05829
|  | 655.7631 | 0.06302
|  | 655.9951 | 0.05977
|  | 656.2272 | 0.06148
|  | 656.4592 | 0.06017
|  | 656.6913 | 0.06108
|  | 656.9233 | 0.0613
|  | 657.1554 | 0.06183
|  | 657.3875 | 0.06035
|  | 657.6196 | 0.06006
|  | 657.8517 | 0.0585
|  | 658.0838 | 0.05797
|  | 658.316 | 0.05509
|  | 658.5481 | 0.0564
|  | 658.7802 | 0.05593
|  | 659.0124 | 0.05655
|  | 659.2446 | 0.05528
|  | 659.4767 | 0.05569
|  | 659.7089 | 0.0557
|  | 659.9411 | 0.05628
|  | 660.1733 | 0.05422
|  | 660.4056 | 0.05503
|  | 660.6378 | 0.05361
|  | 660.87 | 0.05416
|  | 661.1023 | 0.05366
|  | 661.3346 | 0.05292
|  | 661.5668 | 0.05289
|  | 661.7991 | 0.05288
|  | 662.0314 | 0.04975
|  | 662.2637 | 0.05376
|  | 662.496 | 0.05129
|  | 662.7283 | 0.05164
|  | 662.9607 | 0.04972
|  | 663.193 | 0.0508
|  | 663.4254 | 0.04945
|  | 663.6577 | 0.05148
|  | 663.8901 | 0.04936
|  | 664.1225 | 0.05033
|  | 664.3549 | 0.0495
|  | 664.5873 | 0.04974
|  | 664.8197 | 0.04884
|  | 665.0522 | 0.04951
|  | 665.2846 | 0.04888
|  | 665.5171 | 0.04959
|  | 665.7495 | 0.04825
|  | 665.982 | 0.04932
|  | 666.2145 | 0.04811
|  | 666.447 | 0.049
|  | 666.6795 | 0.04749
|  | 666.912 | 0.04841
|  | 667.1445 | 0.04702
|  | 667.377 | 0.04845
|  | 667.6096 | 0.04738
|  | 667.8421 | 0.04773
|  | 668.0747 | 0.0464
|  | 668.3072 | 0.0473
|  | 668.5398 | 0.04411
|  | 668.7724 | 0.04809
|  | 669.005 | 0.04518
|  | 669.2376 | 0.04665
|  | 669.4703 | 0.04485
|  | 669.7029 | 0.0453
|  | 669.9355 | 0.04457
|  | 670.1682 | 0.04519
|  | 670.4009 | 0.04334
|  | 670.6335 | 0.04377
|  | 670.8662 | 0.04291
|  | 671.0989 | 0.04347
|  | 671.3316 | 0.04218
|  | 671.5643 | 0.04312
|  | 671.7971 | 0.04208
|  | 672.0298 | 0.0427
|  | 672.2625 | 0.04193
|  | 672.4953 | 0.04189
|  | 672.7281 | 0.04166
|  | 672.9608 | 0.04226
|  | 673.1936 | 0.04059
|  | 673.4264 | 0.04149
|  | 673.6592 | 0.04095
|  | 673.8921 | 0.04164
|  | 674.1249 | 0.03996
|  | 674.3577 | 0.0406
|  | 674.5906 | 0.03967
|  | 674.8234 | 0.04055
|  | 675.0563 | 0.03684
|  | 675.2892 | 0.04102
|  | 675.5221 | 0.0384
|  | 675.755 | 0.03914
|  | 675.9879 | 0.03794
|  | 676.2208 | 0.03857
|  | 676.4537 | 0.03781
|  | 676.6866 | 0.03819
|  | 676.9196 | 0.0371
|  | 677.1526 | 0.03748
|  | 677.3855 | 0.03679
|  | 677.6185 | 0.03766
|  | 677.8515 | 0.03585
|  | 678.0845 | 0.03771
|  | 678.3175 | 0.0362
|  | 678.5505 | 0.03662
|  | 678.7835 | 0.03515
|  | 679.0166 | 0.03625
|  | 679.2496 | 0.03488
|  | 679.4827 | 0.03567
|  | 679.7158 | 0.03424
|  | 679.9488 | 0.03543
|  | 680.1819 | 0.03472
|  | 680.415 | 0.03442
|  | 680.6481 | 0.03347
|  | 680.8813 | 0.03408
|  | 681.1144 | 0.03344
|  | 681.3475 | 0.0343
|  | 681.5807 | 0.03102
|  | 681.8138 | 0.03558
|  | 682.047 | 0.03322
|  | 682.2802 | 0.03329
|  | 682.5134 | 0.03237
|  | 682.7466 | 0.03317
|  | 682.9798 | 0.032
|  | 683.213 | 0.03353
|  | 683.4462 | 0.03168
|  | 683.6795 | 0.03277
|  | 683.9127 | 0.03144
|  | 684.146 | 0.03168
|  | 684.3793 | 0.03066
|  | 684.6125 | 0.03188
|  | 684.8458 | 0.03073
|  | 685.0791 | 0.03124
|  | 685.3124 | 0.02956
|  | 685.5458 | 0.0312
|  | 685.7791 | 0.02963
|  | 686.0124 | 0.03083
|  | 686.2458 | 0.02927
|  | 686.4791 | 0.0307
|  | 686.7125 | 0.02984
|  | 686.9459 | 0.03025
|  | 687.1793 | 0.02873
|  | 687.4127 | 0.02942
|  | 687.6461 | 0.02896
|  | 687.8795 | 0.02961
|  | 688.1129 | 0.02601
|  | 688.3464 | 0.03019
|  | 688.5798 | 0.02761
|  | 688.8133 | 0.02905
|  | 689.0467 | 0.02791
|  | 689.2802 | 0.02886
|  | 689.5137 | 0.02724
|  | 689.7472 | 0.02806
|  | 689.9807 | 0.02749
|  | 690.2142 | 0.02789
|  | 690.4478 | 0.02669
|  | 690.6813 | 0.02734
|  | 690.9149 | 0.02631
|  | 691.1484 | 0.02676
|  | 691.382 | 0.02612
|  | 691.6156 | 0.02697
|  | 691.8492 | 0.02547
|  | 692.0827 | 0.02565
|  | 692.3164 | 0.02502
|  | 692.55 | 0.02583
|  | 692.7836 | 0.02492
|  | 693.0172 | 0.02505
|  | 693.2509 | 0.0242
|  | 693.4845 | 0.02571
|  | 693.7182 | 0.02369
|  | 693.9519 | 0.02463
|  | 694.1856 | 0.02389
|  | 694.4193 | 0.02462
|  | 694.653 | 0.02067
|  | 694.8867 | 0.02659
|  | 695.1204 | 0.02371
|  | 695.3541 | 0.02414
|  | 695.5879 | 0.0223
|  | 695.8216 | 0.02421
|  | 696.0554 | 0.02268
|  | 696.2892 | 0.02424
|  | 696.523 | 0.02242
|  | 696.7568 | 0.02348
|  | 696.9905 | 0.02179
|  | 697.2244 | 0.02286
|  | 697.4582 | 0.02164
|  | 697.692 | 0.02288
|  | 697.9259 | 0.02204
|  | 698.1597 | 0.02278
|  | 698.3936 | 0.02191
|  | 698.6274 | 0.02108
|  | 698.8613 | 0.02224
|  | 699.0952 | 0.02053
|  | 699.3291 | 0.02181
|  | 699.563 | 0.02081
|  | 699.7969 | 0.02215
|  | 700.0309 | 0.02004
|  | 700.2648 | 0.02098
|  | 700.4988 | 0.0197
|  | 700.7327 | 0.02117
|  | 700.9667 | 0.01769
|  | 701.2007 | 0.02226
|  | 701.4347 | 0.02009
|  | 701.6686 | 0.02038
|  | 701.9027 | 0.0187
|  | 702.1367 | 0.01991
|  | 702.3707 | 0.01909
|  | 702.6047 | 0.0194
|  | 702.8388 | 0.01834
|  | 703.0728 | 0.02032
|  | 703.3069 | 0.01859
|  | 703.541 | 0.0199
|  | 703.7751 | 0.01831
|  | 704.0091 | 0.01939
|  | 704.2433 | 0.01859
|  | 704.4774 | 0.01934
|  | 704.7115 | 0.01812
|  | 704.9456 | 0.01909
|  | 705.1798 | 0.01795
|  | 705.4139 | 0.01861
|  | 705.6481 | 0.01826
|  | 705.8822 | 0.01834
|  | 706.1164 | 0.01764
|  | 706.3506 | 0.01941
|  | 706.5848 | 0.01695
|  | 706.819 | 0.01789
|  | 707.0533 | 0.01667
|  | 707.2875 | 0.0184
|  | 707.5217 | 0.0142
|  | 707.756 | 0.01964
|  | 707.9902 | 0.01647
|  | 708.2245 | 0.01796
|  | 708.4588 | 0.01648
|  | 708.693 | 0.01712
|  | 708.9273 | 0.01605
|  | 709.1617 | 0.01745
|  | 709.396 | 0.01581
|  | 709.6303 | 0.01667
|  | 709.8646 | 0.01608
|  | 710.099 | 0.01633
|  | 710.3333 | 0.01469
|  | 710.5677 | 0.01619
|  | 710.8021 | 0.01459
|  | 711.0364 | 0.01564
|  | 711.2708 | 0.01459
|  | 711.5052 | 0.01529
|  | 711.7396 | 0.01433
|  | 711.9741 | 0.01557
|  | 712.2085 | 0.01427
|  | 712.4429 | 0.01595
|  | 712.6774 | 0.01459
|  | 712.9118 | 0.01547
|  | 713.1463 | 0.01396
|  | 713.3808 | 0.0142
|  | 713.6152 | 0.01374
|  | 713.8497 | 0.01542
|  | 714.0842 | 0.01099
|  | 714.3188 | 0.01687
|  | 714.5533 | 0.01376
|  | 714.7878 | 0.01522
|  | 715.0224 | 0.01345
|  | 715.2569 | 0.01475
|  | 715.4915 | 0.01365
|  | 715.726 | 0.01504
|  | 715.9606 | 0.01372
|  | 716.1952 | 0.01424
|  | 716.4298 | 0.01374
|  | 716.6644 | 0.01466
|  | 716.899 | 0.01334
|  | 717.1337 | 0.01388
|  | 717.3683 | 0.01324
|  | 717.6029 | 0.01329
|  | 717.8376 | 0.01222
|  | 718.0723 | 0.0135
|  | 718.307 | 0.01247
|  | 718.5416 | 0.01383
|  | 718.7763 | 0.0126
|  | 719.011 | 0.01257
|  | 719.2457 | 0.01238
|  | 719.4805 | 0.01306
|  | 719.7152 | 0.01157
|  | 719.9499 | 0.01325
|  | 720.1847 | 0.01167
|  | 720.4194 | 0.01352
|  | 720.6542 | 0.00944
|  | 720.889 | 0.01493
|  | 721.1238 | 0.01145
|  | 721.3586 | 0.01265
|  | 721.5934 | 0.01194
|  | 721.8282 | 0.01232
|  | 722.063 | 0.01142
|  | 722.2979 | 0.01289
|  | 722.5327 | 0.01147
|  | 722.7675 | 0.01246
|  | 723.0024 | 0.01151
|  | 723.2373 | 0.01179
|  | 723.4722 | 0.01108
|  | 723.707 | 0.01177
|  | 723.9419 | 0.01097
|  | 724.1768 | 0.01192
|  | 724.4118 | 0.01096
|  | 724.6467 | 0.01219
|  | 724.8816 | 0.01038
|  | 725.1166 | 0.01192
|  | 725.3515 | 0.01039
|  | 725.5865 | 0.01131
|  | 725.8215 | 0.01046
|  | 726.0565 | 0.01125
|  | 726.2914 | 0.00994
|  | 726.5264 | 0.01113
|  | 726.7614 | 0.01028
|  | 726.9965 | 0.01121
|  | 727.2315 | 0.00759
|  | 727.4665 | 0.01299
|  | 727.7016 | 0.00993
|  | 727.9366 | 0.01048
|  | 728.1717 | 0.00971
|  | 728.4068 | 0.01019
|  | 728.6419 | 0.00945
|  | 728.877 | 0.01028
|  | 729.1121 | 0.00886
|  | 729.3472 | 0.00972
|  | 729.5823 | 0.00893
|  | 729.8174 | 0.00992
|  | 730.0526 | 0.00953
|  | 730.2877 | 0.01034
|  | 730.5229 | 0.00901
|  | 730.758 | 0.00962
|  | 730.9932 | 0.00855
|  | 731.2284 | 0.0093
|  | 731.4636 | 0.00895
|  | 731.6988 | 0.00989
|  | 731.934 | 0.00847
|  | 732.1692 | 0.00891
|  | 732.4045 | 0.00862
|  | 732.6397 | 0.00923
|  | 732.875 | 0.00811
|  | 733.1102 | 0.00927
|  | 733.3455 | 0.00846
|  | 733.5807 | 0.00922
|  | 733.816 | 0.00633
|  | 734.0513 | 0.01081
|  | 734.2866 | 0.00837
|  | 734.5219 | 0.00945
|  | 734.7573 | 0.00779
|  | 734.9926 | 0.00822
|  | 735.2279 | 0.00762
|  | 735.4633 | 0.00917
|  | 735.6987 | 0.00769
|  | 735.934 | 0.0084
|  | 736.1694 | 0.00717
|  | 736.4048 | 0.00851
|  | 736.6402 | 0.00726
|  | 736.8756 | 0.00821
|  | 737.111 | 0.00784
|  | 737.3464 | 0.00844
|  | 737.5819 | 0.00766
|  | 737.8173 | 0.00842
|  | 738.0527 | 0.0073
|  | 738.2882 | 0.00823
|  | 738.5237 | 0.00746
|  | 738.7591 | 0.00811
|  | 738.9946 | 0.00721
|  | 739.2301 | 0.00831
|  | 739.4656 | 0.00677
|  | 739.7011 | 0.00766
|  | 739.9367 | 0.00704
|  | 740.1722 | 0.00795
|  | 740.4077 | 0.00508
|  | 740.6433 | 0.0091
|  | 740.8788 | 0.00653
|  | 741.1144 | 0.0075
|  | 741.35 | 0.00679
|  | 741.5856 | 0.00781
|  | 741.8212 | 0.00726
|  | 742.0568 | 0.00742
|  | 742.2924 | 0.00669
|  | 742.528 | 0.0072
|  | 742.7636 | 0.00635
|  | 742.9993 | 0.00702
|  | 743.2349 | 0.00635
|  | 743.4706 | 0.007
|  | 743.7062 | 0.00617
|  | 743.9419 | 0.00674
|  | 744.1776 | 0.00671
|  | 744.4133 | 0.00659
|  | 744.649 | 0.00573
|  | 744.8847 | 0.0067
|  | 745.1204 | 0.00578
|  | 745.3561 | 0.00683
|  | 745.5919 | 0.00644
|  | 745.8276 | 0.007
|  | 746.0634 | 0.00536
|  | 746.2992 | 0.00684
|  | 746.5349 | 0.0058
|  | 746.7707 | 0.00689
|  | 747.0065 | 0.00353
|  | 747.2423 | 0.00811
|  | 747.4781 | 0.00514
|  | 747.7139 | 0.00624
|  | 747.9497 | 0.00541
|  | 748.1856 | 0.00625
|  | 748.4214 | 0.0055
|  | 748.6573 | 0.00605
|  | 748.8931 | 0.00521
|  | 749.129 | 0.0061
|  | 749.3649 | 0.00542
|  | 749.6008 | 0.00605
|  | 749.8367 | 0.0052
|  | 750.0726 | 0.00599
|  | 750.3085 | 0.00491
|  | 750.5444 | 0.00599
|  | 750.7804 | 0.00482
|  | 751.0163 | 0.0056
|  | 751.2523 | 0.00477
|  | 751.4882 | 0.00567
|  | 751.7242 | 0.00482
|  | 751.9602 | 0.00581
|  | 752.1961 | 0.0047
|  | 752.4321 | 0.00567
|  | 752.6681 | 0.00513
|  | 752.9042 | 0.00547
|  | 753.1402 | 0.00482
|  | 753.3762 | 0.00602
|  | 753.6123 | 0.00237
|  | 753.8483 | 0.0075
|  | 754.0843 | 0.00471
|  | 754.3204 | 0.00538
|  | 754.5565 | 0.00441
|  | 754.7926 | 0.00515
|  | 755.0287 | 0.00456
|  | 755.2648 | 0.00589
|  | 755.5009 | 0.00415
|  | 755.737 | 0.00526
|  | 755.9731 | 0.00452
|  | 756.2092 | 0.00509
|  | 756.4454 | 0.00419
|  | 756.6816 | 0.00532
|  | 756.9177 | 0.00448
|  | 757.1539 | 0.00482
|  | 757.3901 | 0.00407
|  | 757.6263 | 0.00493
|  | 757.8624 | 0.00401
|  | 758.0987 | 0.00561
|  | 758.3349 | 0.00418
|  | 758.5711 | 0.00422
|  | 758.8073 | 0.00524
|  | 759.0436 | 0.00387
|  | 759.2798 | 0.00494
|  | 759.5161 | 0.00378
|  | 759.7523 | 0.00487
|  | 759.9886 | 0.00156
|  | 760.2249 | 0.00675
|  | 760.4612 | 0.00425
|  | 760.6975 | 0.00491
|  | 760.9338 | 0.00324
|  | 761.1701 | 0.00453
|  | 761.4064 | 0.0037
|  | 761.6428 | 0.00456
|  | 761.8791 | 0.0038
|  | 762.1155 | 0.00448
|  | 762.3518 | 0.0034
|  | 762.5882 | 0.00417
|  | 762.8246 | 0.00389
|  | 763.061 | 0.00432
|  | 763.2974 | 0.00365
|  | 763.5338 | 0.00453
|  | 763.7702 | 0.00321
|  | 764.0066 | 0.00432
|  | 764.243 | 0.00379
|  | 764.4795 | 0.00431
|  | 764.7159 | 0.00342
|  | 764.9524 | 0.00416
|  | 765.1889 | 0.00313
|  | 765.4253 | 0.00478
|  | 765.6618 | 0.00266
|  | 765.8983 | 0.00383
|  | 766.1348 | 0.00281
|  | 766.3713 | 0.00435
|  | 766.6078 | 0.00049088
|  | 766.8443 | 0.00623
|  | 767.0809 | 0.00323
|  | 767.3174 | 0.00482
|  | 767.554 | 0.00322
|  | 767.7905 | 0.00406
|  | 768.0271 | 0.00266
|  | 768.2637 | 0.00435
|  | 768.5003 | 0.0031
|  | 768.7369 | 0.00417
|  | 768.9735 | 0.00297
|  | 769.2101 | 0.00382
|  | 769.4467 | 0.00285
|  | 769.6833 | 0.00389
|  | 769.9199 | 0.00257
|  | 770.1566 | 0.00343
|  | 770.3932 | 0.00317
|  | 770.6299 | 0.00393
|  | 770.8666 | 0.00319
|  | 771.1033 | 0.00383
|  | 771.34 | 0.00239
|  | 771.5766 | 0.00355
|  | 771.8134 | 0.00272
|  | 772.0501 | 0.00362
|  | 772.2868 | 0.0028
|  | 772.5235 | 0.00327
|  | 772.7603 | 0.00249
|  | 772.997 | 0.00434
|  | 773.2337 | -0.00025355
|  | 773.4705 | 0.00611
|  | 773.7073 | 0.00203
|  | 773.9441 | 0.00401
|  | 774.1809 | 0.00236
|  | 774.4176 | 0.00361
|  | 774.6545 | 0.00189
|  | 774.8913 | 0.00365
|  | 775.1281 | 0.00207
|  | 775.3649 | 0.00291
|  | 775.6018 | 0.00244
|  | 775.8386 | 0.00311
|  | 776.0755 | 0.00209
|  | 776.3123 | 0.00333
|  | 776.5492 | 0.00259
|  | 776.7861 | 0.00361
|  | 777.023 | 0.00206
|  | 777.2599 | 0.00271
|  | 777.4968 | 0.00187
|  | 777.7337 | 0.00363
|  | 777.9706 | 0.00178
|  | 778.2076 | 0.00315
|  | 778.4445 | 0.002
|  | 778.6815 | 0.00301
|  | 778.9184 | 0.00208
|  | 779.1554 | 0.00299
|  | 779.3923 | 0.00247
|  | 779.6293 | 0.00392
|  | 779.8663 | -0.00111
|  | 780.1033 | 0.00576
|  | 780.3403 | 0.00156
|  | 780.5773 | 0.00352
|  | 780.8144 | 0.00202
|  | 781.0514 | 0.0032
|  | 781.2884 | 0.00168
|  | 781.5255 | 0.00278
|  | 781.7626 | 0.00151
|  | 781.9996 | 0.00277
|  | 782.2367 | 0.00199
|  | 782.4738 | 0.00285
|  | 782.7109 | 0.00162
|  | 782.948 | 0.00223
|  | 783.1851 | 0.00162
|  | 783.4222 | 0.00279
|  | 783.6593 | 0.00176
|  | 783.8964 | 0.00317
|  | 784.1336 | 0.00165
|  | 784.3707 | 0.00325
|  | 784.6079 | 0.00208
|  | 784.8451 | 0.00252
|  | 785.0822 | 0.00217
|  | 785.3194 | 0.00336
|  | 785.5566 | 0.00195
|  | 785.7938 | 0.00312
|  | 786.031 | 0.00112
|  | 786.2682 | 0.00372
|  | 786.5054 | -0.00149
|  | 786.7427 | 0.00532
|  | 786.9799 | 0.0016
|  | 787.2172 | 0.00337
|  | 787.4544 | 0.0013
|  | 787.6917 | 0.00261
|  | 787.9289 | 0.00126
|  | 788.1662 | 0.003
|  | 788.4035 | 0.00048523
|  | 788.6408 | 0.00235
|  | 788.8781 | 0.00164
|  | 789.1154 | 0.00258
|  | 789.3528 | 0.00129
|  | 789.5901 | 0.0024
|  | 789.8274 | 0.00189
|  | 790.0648 | 0.00288
|  | 790.3021 | 0.00106
|  | 790.5395 | 0.00191
|  | 790.7769 | 0.0008971
|  | 791.0142 | 0.00255
|  | 791.2516 | 0.00114
|  | 791.489 | 0.00265
|  | 791.7264 | 0.00144
|  | 791.9638 | 0.00294
|  | 792.2012 | 0.00125
|  | 792.4387 | 0.00254
|  | 792.6761 | 0.00096026
|  | 792.9136 | 0.00282
|  | 793.151 | -0.0026
|  | 793.3885 | 0.00538
|  | 793.6259 | 0.00164
|  | 793.8634 | 0.00242
|  | 794.1009 | 0.00108
|  | 794.3384 | 0.00304
|  | 794.5759 | 0.00189
|  | 794.8134 | 0.00225
|  | 795.0509 | 0.00117
|  | 795.2885 | 0.00205
|  | 795.526 | 0.00181
|  | 795.7635 | 0.00191
|  | 796.0011 | 0.00080867
|  | 796.2386 | 0.00191
|  | 796.4762 | 0.00155
|  | 796.7138 | 0.00313
|  | 796.9514 | 0.00068094
|  | 797.1889 | 0.00211
|  | 797.4265 | 0.00075238
|  | 797.6641 | 0.00254
|  | 797.9018 | 0.00109
|  | 798.1394 | 0.00215
|  | 798.377 | 0.00020049
|  | 798.6146 | 0.00208
|  | 798.8523 | 0.00106
|  | 799.09 | 0.00236
|  | 799.3276 | 0.00031358
|  | 799.5653 | 0.00215
|  | 799.803 | -0.00257
|  | 800.0407 | 0.00486
|  | 800.2783 | 0.00015173
|  | 800.516 | 0.00206
|  | 800.7538 | 0.00052542
|  | 800.9915 | 0.00172
|  | 801.2292 | 0.00081923
|  | 801.4669 | 0.00257
|  | 801.7047 | 0.00083234
|  | 801.9424 | 0.00149
|  | 802.1802 | 0.00031358
|  | 802.418 | 0.00191
|  | 802.6557 | 0.00079037
|  | 802.8935 | 0.00171
|  | 803.1313 | -1.3106e-05
|  | 803.3691 | 0.00175
|  | 803.6069 | 0.00076025
|  | 803.8447 | 0.00245
|  | 804.0825 | 0.00129
|  | 804.3204 | 0.00216
|  | 804.5582 | 0.00021449
|  | 804.7961 | 0.00233
|  | 805.0339 | -0.00012846
|  | 805.2718 | 0.00244
|  | 805.5096 | 0.00055498
|  | 805.7475 | 0.00155
|  | 805.9854 | 0.00083323
|  | 806.2233 | 0.00194
|  | 806.4612 | -0.00273
|  | 806.6991 | 0.0057
|  | 806.937 | -9.0175e-05
|  | 807.1749 | 0.0017
|  | 807.4129 | 0.00048548
|  | 807.6508 | 0.00113
|  | 807.8888 | 0.00079112
|  | 808.1267 | 0.00234
|  | 808.3647 | 0.00043324
|  | 808.6027 | 0.00164
|  | 808.8406 | 0.00024032
|  | 809.0786 | 0.00207
|  | 809.3166 | 0.00061009
|  | 809.5546 | 0.00209
|  | 809.7926 | 0.00026545
|  | 810.0307 | 0.00132
|  | 810.2687 | 0.00062697
|  | 810.5067 | 0.00204
|  | 810.7448 | 0.00026005
|  | 810.9828 | 0.00147
|  | 811.2209 | 0.00019637
|  | 811.4589 | 0.00209
|  | 811.697 | 0.00049743
|  | 811.9351 | 0.0023
|  | 812.1732 | 0.00018569
|  | 812.4113 | 0.00148
|  | 812.6494 | 0.00083471
|  | 812.8875 | 0.00198
|  | 813.1256 | -0.00301
|  | 813.3638 | 0.00473
|  | 813.6019 | 1.433e-05
|  | 813.84 | 0.00184
|  | 814.0782 | 0.00014368
|  | 814.3164 | 0.00178
|  | 814.5545 | 8.8658e-05
|  | 814.7927 | 0.00185
|  | 815.0309 | 0.00031456
|  | 815.2691 | 0.00307
|  | 815.5073 | 0.0005013
|  | 815.7455 | 0.00189
|  | 815.9837 | 0.0006369
|  | 816.2219 | 0.00124
|  | 816.4601 | 0.00083974
|  | 816.6984 | 0.00223
|  | 816.9366 | 0.00062877
|  | 817.1749 | 0.00096933
|  | 817.4131 | 0.00085967
|  | 817.6514 | 0.00238
|  | 817.8897 | 0.0007117
|  | 818.128 | 0.00079735
|  | 818.3663 | -0.00017704
|  | 818.6046 | 0.00163
|  | 818.8429 | 0.00023343
|  | 819.0812 | 0.00139
|  | 819.3195 | 0.00245
|  | 819.5578 | -0.00355
|  | 819.7962 | 0.00449
|  | 820.0345 | 6.0879e-06
|  | 820.2729 | 0.00188
|  | 820.5112 | 0.00011859
|  | 820.7496 | 0.00158
|  | 820.988 | 0.00043098
|  | 821.2264 | 0.00164
|  | 821.4647 | -0.00011438
|  | 821.7032 | 0.00189
|  | 821.9416 | -0.00046114
|  | 822.18 | 0.00209
|  | 822.4184 | -0.00019299
|  | 822.6568 | 0.00231
|  | 822.8953 | -4.8582e-05
|  | 823.1337 | 0.00145
|  | 823.3722 | 0.0005761
|  | 823.6106 | 0.00136
|  | 823.8491 | 0.00127
|  | 824.0876 | 0.0018
|  | 824.326 | 7.6988e-05
|  | 824.5645 | 0.00133
|  | 824.803 | -0.0002833
|  | 825.0415 | 0.00129
|  | 825.28 | 7.4147e-05
|  | 825.5186 | 0.00175
|  | 825.7571 | 0.00015589
|  | 825.9956 | 0.00197
|  | 826.2342 | -0.00352
|  | 826.4727 | 0.00366
|  | 826.7113 | -6.4742e-05
|  | 826.9499 | 0.00214
|  | 827.1884 | 0.00017138
|  | 827.427 | 0.00188
|  | 827.6656 | -6.4226e-05
|  | 827.9042 | 0.00092242
|  | 828.1428 | -0.00044024
|  | 828.3814 | 0.00182
|  | 828.62 | 0.00036208
|  | 828.8587 | 0.00071769
|  | 829.0973 | 5.9969e-05
|  | 829.3359 | 0.00125
|  | 829.5746 | 0.00012146
|  | 829.8132 | 0.00169
|  | 830.0519 | 0.0003894
|  | 830.2906 | 0.0012
|  | 830.5293 | -5.021e-05
|  | 830.768 | 0.00189
|  | 831.0066 | 0.00031919
|  | 831.2453 | 0.00151
|  | 831.4841 | -0.00025607
|  | 831.7228 | 0.00158
|  | 831.9615 | -1.5442e-05
|  | 832.2002 | 0.00151
|  | 832.439 | -0.00013546
|  | 832.6777 | 0.00116
|  | 832.9165 | -0.00352
|  | 833.1552 | 0.00442
|  | 833.394 | -0.000149
|  | 833.6328 | 0.00137
|  | 833.8716 | -0.00017544
|  | 834.1104 | 0.00139
|  | 834.3492 | -0.00021539
|  | 834.588 | 0.0023
|  | 834.8268 | 0.0002324
|  | 835.0656 | 0.00144
|  | 835.3044 | -9.8043e-05
|  | 835.5433 | 0.00082107
|  | 835.7821 | 0.00052779
|  | 836.0209 | 0.00152
|  | 836.2598 | 3.5091e-05
|  | 836.4987 | 0.00107
|  | 836.7376 | 0.00014698
|  | 836.9764 | 0.00172
|  | 837.2153 | -0.00014327
|  | 837.4542 | 0.00183
|  | 837.6931 | -0.00014057
|  | 837.932 | 0.00098913
|  | 838.1709 | -0.00047931
|  | 838.4099 | 0.00112
|  | 838.6488 | 1.3763e-05
|  | 838.8877 | 0.00123
|  | 839.1267 | -0.00033884
|  | 839.3656 | 0.00141
|  | 839.6046 | -0.00325
|  | 839.8436 | 0.00372
|  | 840.0825 | -5.5671e-05
|  | 840.3215 | 0.00135
|  | 840.5605 | -0.00050239
|  | 840.7995 | 0.00125
|  | 841.0385 | -0.00076286
|  | 841.2775 | 0.00176
|  | 841.5166 | -0.00051179
|  | 841.7556 | 0.00087029
|  | 841.9946 | -0.00023596
|  | 842.2337 | 0.00104
|  | 842.4727 | -0.00053774
|  | 842.7118 | 0.00134
|  | 842.9508 | -0.00029582
|  | 843.1899 | 0.0012
|  | 843.429 | 0.00023005
|  | 843.6681 | 0.00196
|  | 843.9072 | 0.0002117
|  | 844.1463 | 0.00173
|  | 844.3854 | -0.00035001
|  | 844.6245 | 0.00171
|  | 844.8636 | -0.00019832
|  | 845.1027 | 0.00175
|  | 845.3419 | 5.2394e-05
|  | 845.581 | 0.00169
|  | 845.8202 | -0.00071313
|  | 846.0593 | 0.00161
|  | 846.2985 | -0.00362
|  | 846.5377 | 0.00403
|  | 846.7768 | 0.00016646
|  | 847.016 | 0.00090072
|  | 847.2552 | -0.00034404
|  | 847.4944 | 0.00137
|  | 847.7337 | -0.00088893
|  | 847.9729 | 0.00097739
|  | 848.2121 | -0.00050038
|  | 848.4513 | 0.00137
|  | 848.6906 | 7.9274e-05
|  | 848.9298 | 0.00103
|  | 849.1691 | -0.00014878
|  | 849.4083 | 0.00152
|  | 849.6476 | -0.00020363
|  | 849.8869 | 0.00064497
|  | 850.1261 | 0.00053842
|  | 850.3654 | 0.00114
|  | 850.6047 | -0.00042777
|  | 850.844 | 0.00129
|  | 851.0833 | -0.00025728
|  | 851.3226 | 0.00174
|  | 851.562 | 0.00064013
|  | 851.8013 | 0.00157
|  | 852.0407 | -0.00045691
|  | 852.28 | 0.00106
|  | 852.5194 | -0.00093968
|  | 852.7587 | 0.00199
|  | 852.9981 | -0.00361
|  | 853.2374 | 0.00392
|  | 853.4768 | -0.00101
|  | 853.7162 | 0.00091434
|  | 853.9556 | -0.00023624
|  | 854.195 | 0.0012
|  | 854.4344 | -0.00016918
|  | 854.6738 | 0.00094417
|  | 854.9133 | -0.00073105
|  | 855.1527 | 0.00075282
|  | 855.3921 | -9.3209e-05
|  | 855.6316 | 0.00049523
|  | 855.871 | -0.00013342
|  | 856.1105 | 0.00149
|  | 856.35 | 0.00017588
|  | 856.5894 | 0.00113
|  | 856.8289 | -0.00023554
|  | 857.0684 | 0.00105
|  | 857.3079 | -0.0003877
|  | 857.5474 | 0.00064519
|  | 857.7869 | -0.00037513
|  | 858.0264 | 0.00164
|  | 858.2659 | -0.00083741
|  | 858.5055 | 0.00045765
|  | 858.745 | 1.3804e-05
|  | 858.9846 | 0.00101
|  | 859.2241 | -0.00048401
|  | 859.4637 | 0.00161
|  | 859.7032 | -0.00308
|  | 859.9428 | 0.00468
|  | 860.1824 | -0.00019968
|  | 860.422 | 0.00134
|  | 860.6616 | -0.00197
|  | 860.9012 | 0.00129
|  | 861.1408 | -0.00098515
|  | 861.3804 | 0.00187
|  | 861.62 | 0.00017955
|  | 861.8596 | 0.00072618
|  | 862.0993 | -0.00086172
|  | 862.3389 | 0.00199
|  | 862.5786 | -0.00060547
|  | 862.8182 | 0.00084913
|  | 863.0579 | -0.00148
|  | 863.2976 | 0.00103
|  | 863.5372 | -0.00076176
|  | 863.7769 | 0.00092542
|  | 864.0166 | -0.00055584
|  | 864.2563 | 0.00158
|  | 864.496 | -0.00035336
|  | 864.7357 | 0.00096411
|  | 864.9754 | -0.00114
|  | 865.2152 | -3.1865e-05
|  | 865.4549 | -0.00037467
|  | 865.6946 | 0.00105
|  | 865.9344 | -0.00121
|  | 866.1741 | 0.00156
|  | 866.4139 | -0.00455
|  | 866.6537 | 0.00573
|  | 866.8934 | 0.00076655
|  | 867.1332 | 0.00187
|  | 867.373 | -0.00083936
|  | 867.6128 | 0.00163
|  | 867.8526 | -9.8579e-05
|  | 868.0924 | 0.00087506
|  | 868.3322 | -0.00036478
|  | 868.572 | 0.00117
|  | 868.8119 | 1.6585e-05
|  | 869.0517 | 0.00244
|  | 869.2916 | -0.000481
|  | 869.5314 | 0.00118
|  | 869.7713 | -0.00112
|  | 870.0111 | 0.00051256
|  | 870.251 | -0.00095977
|  | 870.4909 | 0.00097282
|  | 870.7307 | -0.00147
|  | 870.9706 | 0.00153
|  | 871.2105 | -0.00137
|  | 871.4504 | 0.00207
|  | 871.6903 | -0.00086806
|  | 871.9303 | 0.00103
|  | 872.1702 | -0.00010666
|  | 872.4101 | 0.00056098
|  | 872.6501 | -4.9067e-05
|  | 872.89 | 0.0008167
|  | 873.13 | -0.00598
|  | 873.3699 | 0.00634
|  | 873.6099 | -0.00082186
|  | 873.8499 | 0.0011
|  | 874.0898 | -0.00101
|  | 874.3298 | 0.00167
|  | 874.5698 | -0.00177
|  | 874.8098 | 0.002
|  | 875.0498 | -0.00172
|  | 875.2898 | 0.00056536
|  | 875.5299 | -0.00142
|  | 875.7699 | 0.00119
|  | 876.0099 | -0.00153
|  | 876.25 | -0.00028864
|  | 876.49 | -0.00131
|  | 876.7301 | 0.00273
|  | 876.9701 | -0.00026084
|  | 877.2102 | 0.00249
|  | 877.4502 | -0.00080901
|  | 877.6903 | 0.0017
|  | 877.9304 | -0.00056712
|  | 878.1705 | 0.00225
|  | 878.4106 | -0.00116
|  | 878.6507 | 0.00275
|  | 878.8908 | -0.0011
|  | 879.131 | 0.00209
|  | 879.3711 | -0.00121
|  | 879.6112 | 0.00137
|  | 879.8514 | -0.00648
|  | 880.0915 | 0.00579
|  | 880.3317 | -0.00098689
|  | 880.5718 | -0.00197
|  | 880.812 | 0.00128
|  | 881.0522 | -0.00155
|  | 881.2923 | 0.00085664
|  | 881.5325 | -0.0015
|  | 881.7727 | 0.0006454
|  | 882.0129 | -0.00153
|  | 882.2531 | 0.00122
|  | 882.4933 | -0.00101
|  | 882.7336 | 0.00133
|  | 882.9738 | -0.0012
|  | 883.214 | 0.00132
|  | 883.4543 | -0.00088773
|  | 883.6945 | 0.00099506
|  | 883.9348 | -0.00232
|  | 884.175 | 0.00097491
|  | 884.4153 | -0.00184
|  | 884.6556 | 0.00189
|  | 884.8958 | -0.00096493
|  | 885.1361 | 0.00162
|  | 885.3764 | -0.00042765
|  | 885.6167 | -0.00030385
|  | 885.857 | -0.00177
|  | 886.0973 | 0.00194
|  | 886.3377 | -0.00673
|  | 886.578 | 0.00654
|  | 886.8183 | -0.00116
|  | 887.0587 | 0.0016
|  | 887.299 | -0.00159
|  | 887.5394 | 0.00060614
|  | 887.7797 | -0.00034359
|  | 888.0201 | 0.00185
|  | 888.2604 | -0.00099804
|  | 888.5008 | 7.894e-05
|  | 888.7412 | -0.00061898
|  | 888.9816 | 0.00068552
|  | 889.222 | -0.00138
|  | 889.4624 | 0.00094721
|  | 889.7028 | -0.0014
|  | 889.9432 | 0.00168
|  | 890.1837 | -0.00136
|  | 890.4241 | 0.00166
|  | 890.6645 | -0.0006029
|  | 890.905 | 0.00041427
|  | 891.1454 | -0.00166
|  | 891.3859 | 0.00114
|  | 891.6263 | -0.00124
|  | 891.8668 | 0.00221
|  | 892.1073 | -0.00137
|  | 892.3478 | 0.00054092
|  | 892.5883 | -0.00145
|  | 892.8288 | 0.0021
|  | 893.0693 | -0.00838
|  | 893.3098 | 0.00733
|  | 893.5503 | -0.00122
|  | 893.7908 | 0.00256
|  | 894.0313 | -0.00171
|  | 894.2719 | 0.00212
|  | 894.5124 | -0.00175
|  | 894.753 | 0.00138
|  | 894.9935 | -0.00072092
|  | 895.2341 | 0.00251
|  | 895.4746 | -0.00017334
|  | 895.7152 | 0.00133
|  | 895.9558 | -0.00142
|  | 896.1964 | 0.00227
|  | 896.437 | -0.00104
|  | 896.6776 | 0.00202
|  | 896.9182 | -0.0023
|  | 897.1588 | 0.0024
|  | 897.3994 | -0.00118
|  | 897.64 | 0.00050256
|  | 897.8806 | 5.9079e-05
|  | 898.1213 | 0.00244
|  | 898.3619 | -0.00075524
|  | 898.6026 | 0.00138
|  | 898.8432 | -0.00226
|  | 899.0839 | 0.00161
|  | 899.3246 | -0.0015
|  | 899.5652 | 0.00304
|  | 899.8059 | -0.00918
|  | 900.0466 | 0.00885
|  | 900.2873 | -0.00173
|  | 900.528 | 0.00166
|  | 900.7687 | -0.00072035
|  | 901.0094 | 0.0037
|  | 901.2501 | -0.00145
|  | 901.4909 | 0.00187
|  | 901.7316 | -0.00060615
|  | 901.9723 | 0.00082912
|  | 902.2131 | -0.00167
|  | 902.4538 | 0.00155
|  | 902.6946 | -0.00216
|  | 902.9353 | 0.00246
|  | 903.1761 | -0.00045358
|  | 903.4169 | 0.0018
|  | 903.6577 | -0.00083262
|  | 903.8985 | 0.00225
|  | 904.1393 | -0.00142
|  | 904.3801 | 0.00197
|  | 904.6209 | -0.00193
|  | 904.8617 | 0.0013
|  | 905.1025 | -0.00188
|  | 905.3433 | 0.00145
|  | 905.5842 | -0.0019
|  | 905.825 | 0.00138
|  | 906.0658 | -0.00021544
|  | 906.3067 | 0.00257
|  | 906.5476 | -0.00928
|  | 906.7884 | 0.0088
|  | 907.0293 | -0.00271
|  | 907.2702 | 0.00232
|  | 907.511 | -0.00133
|  | 907.7519 | 0.00207
|  | 907.9928 | -0.00145
|  | 908.2337 | 0.00259
|  | 908.4746 | -0.00141
|  | 908.7156 | 0.00172
|  | 908.9565 | -0.00111
|  | 909.1974 | 0.00152
|  | 909.4383 | -0.00061198
|  | 909.6793 | 0.00209
|  | 909.9202 | -0.00058283
|  | 910.1612 | 0.00132
|  | 910.4021 | -0.00154
|  | 910.6431 | -0.0003864
|  | 910.8841 | -0.00304
|  | 911.125 | 0.00128
|  | 911.366 | -0.0024
|  | 911.607 | 0.00392
|  | 911.848 | -0.00236
|  | 912.089 | 0.00206
|  | 912.33 | -0.00014795
|  | 912.571 | 0.00138
|  | 912.812 | -0.00101
|  | 913.053 | 0.00349
|  | 913.2941 | -0.01188
|  | 913.5351 | 0.0099
|  | 913.7762 | -0.0023
|  | 914.0172 | 0.00203
|  | 914.2583 | 0.00016002
|  | 914.4993 | 0.0018
|  | 914.7404 | 0.00037592
|  | 914.9815 | 0.00114
|  | 915.2225 | -0.00259
|  | 915.4636 | 0.00192
|  | 915.7047 | -0.00072376
|  | 915.9458 | 0.00206
|  | 916.1869 | -0.00277
|  | 916.428 | 0.00138
|  | 916.6691 | -0.00149
|  | 916.9103 | 0.00378
|  | 917.1514 | -0.00279
|  | 917.3925 | 0.00288
|  | 917.6337 | -0.0011
|  | 917.8748 | 0.00179
|  | 918.116 | -0.00162
|  | 918.3571 | 0.00159
|  | 918.5983 | -0.00305
|  | 918.8395 | 0.0011
|  | 919.0806 | -0.00255
|  | 919.3218 | 0.00127
|  | 919.563 | -0.00206
|  | 919.8042 | 0.00406
|  | 920.0454 | -0.01009
|  | 920.2866 | 0.00942
|  | 920.5278 | -0.00071255
|  | 920.769 | 0.00269
|  | 921.0103 | -0.00223
|  | 921.2515 | 0.00282
|  | 921.4927 | -0.00231
|  | 921.734 | 0.00283
|  | 921.9752 | -0.00135
|  | 922.2165 | 0.00106
|  | 922.4577 | -0.00147
|  | 922.699 | 0.00157
|  | 922.9403 | -0.00154
|  | 923.1816 | 0.00133
|  | 923.4229 | -0.00267
|  | 923.6641 | 0.0021
|  | 923.9054 | -0.00086851
|  | 924.1467 | 0.00326
|  | 924.388 | -0.00093147
|  | 924.6294 | 0.00232
|  | 924.8707 | -0.00167
|  | 925.112 | 0.00314
|  | 925.3533 | 0.00064536
|  | 925.5947 | 0.00135
|  | 925.836 | -0.00109
|  | 926.0774 | 0.00182
|  | 926.3187 | -0.00459
|  | 926.5601 | 0.00239
|  | 926.8015 | -0.01167
|  | 927.0428 | 0.00874
|  | 927.2842 | -0.00105
|  | 927.5256 | 0.00249
|  | 927.767 | -0.00241
|  | 928.0084 | 0.0032
|  | 928.2498 | -0.0026
|  | 928.4912 | 0.0039
|  | 928.7326 | -0.0023
|  | 928.974 | 0.00344
|  | 929.2155 | 0.00040456
|  | 929.4569 | 0.00151
|  | 929.6983 | -0.00256
|  | 929.9398 | 0.00186
|  | 930.1812 | -0.00343
|  | 930.4227 | 0.00324
|  | 930.6641 | -0.00188
|  | 930.9056 | 0.0017
|  | 931.1471 | -0.00203
|  | 931.3886 | 0.00353
|  | 931.63 | -0.00219
|  | 931.8715 | 0.00080845
|  | 932.113 | -0.00326
|  | 932.3545 | 0.00252
|  | 932.596 | -0.00255
|  | 932.8375 | 0.00081018
|  | 933.0791 | -0.00253
|  | 933.3206 | 0.00365
|  | 933.5621 | -0.01153
|  | 933.8036 | 0.01053
|  | 934.0452 | -0.00216
|  | 934.2867 | 0.00211
|  | 934.5283 | -0.00259
|  | 934.7699 | 0.00173
|  | 935.0114 | -0.00309
|  | 935.253 | 0.00027747
|  | 935.4946 | -0.00382
|  | 935.7362 | 0.00251
|  | 935.9777 | -0.0013
|  | 936.2193 | 0.00318
|  | 936.4609 | -0.0036
|  | 936.7025 | 0.00249
|  | 936.9442 | -0.0017
|  | 937.1858 | 0.00336
|  | 937.4274 | -0.00333
|  | 937.669 | 0.00092026
|  | 937.9107 | -0.00168
|  | 938.1523 | 0.00079662
|  | 938.394 | -0.00344
|  | 938.6356 | 0.00299
|  | 938.8773 | -0.0041
|  | 939.1189 | 0.00353
|  | 939.3606 | -0.00191
|  | 939.6023 | -5.6955e-05
|  | 939.8439 | -0.00382
|  | 940.0856 | 0.00306
|  | 940.3273 | -0.01272
|  | 940.569 | 0.01268
|  | 940.8107 | -0.00035543
|  | 941.0524 | 0.00161
|  | 941.2941 | -0.00564
|  | 941.5359 | 0.00125
|  | 941.7776 | -0.00257
|  | 942.0193 | 0.00102
|  | 942.2611 | 0.00277
|  | 942.5028 | -0.00101
|  | 942.7446 | 0.00291
|  | 942.9863 | -0.00082478
|  | 943.2281 | 0.00534
|  | 943.4698 | -0.00078801
|  | 943.7116 | -0.00043249
|  | 943.9534 | -0.0004009
|  | 944.1952 | 0.00313
|  | 944.4369 | -0.00512
|  | 944.6787 | 0.00288
|  | 944.9205 | -0.00189
|  | 945.1623 | 0.00101
|  | 945.4041 | -0.00411
|  | 945.646 | 0.00333
|  | 945.8878 | -0.00395
|  | 946.1296 | 0.00062184
|  | 946.3714 | -0.00387
|  | 946.6133 | 0.00373
|  | 946.8551 | -0.012
|  | 947.097 | 0.01325
|  | 947.3388 | -0.00235
|  | 947.5807 | 0.00255
|  | 947.8226 | -0.00435
|  | 948.0644 | 0.00104
|  | 948.3063 | -0.00082784
|  | 948.5482 | 0.00311
|  | 948.7901 | -0.00706
|  | 949.032 | 0.00183
|  | 949.2739 | -0.00209
|  | 949.5158 | 0.00297
|  | 949.7577 | -0.00058242
|  | 949.9996 | 0.00231
|  | 950.2415 | -0.00244
|  | 950.4834 | 0.00277
|  | 950.7254 | -0.00349
|  | 950.9673 | 0.00539
|  | 951.2093 | -0.0046
|  | 951.4512 | 0.0026
|  | 951.6932 | -0.00036012
|  | 951.9351 | 0.00492
|  | 952.1771 | -0.00466
|  | 952.4191 | 0.00199
|  | 952.661 | -0.00259
|  | 952.903 | 0.00165
|  | 953.145 | -0.00493
|  | 953.387 | 0.00431
|  | 953.629 | -0.01659
|  | 953.871 | 0.01618
|  | 954.113 | -0.00289
|  | 954.355 | 0.00097997
|  | 954.597 | 0.00032758
|  | 954.8391 | 0.00195
|  | 955.0811 | -0.00456
|  | 955.3231 | 0.00362
|  | 955.5652 | -0.00416
|  | 955.8072 | 0.00244
|  | 956.0493 | -0.0058
|  | 956.2913 | 0.00216
|  | 956.5334 | -0.00171
|  | 956.7755 | 0.00405
|  | 957.0175 | -0.00239
|  | 957.2596 | 0.00477
|  | 957.5017 | -0.00131
|  | 957.7438 | 0.0014
|  | 957.9859 | -0.00406
|  | 958.228 | 0.00277
|  | 958.4701 | -0.00199
|  | 958.7122 | 0.00492
|  | 958.9543 | -0.00288
|  | 959.1964 | 0.00365
|  | 959.4386 | -0.0004102
|  | 959.6807 | 0.00245
|  | 959.9228 | -0.00238
|  | 960.165 | 0.00483
|  | 960.4071 | -0.01575
|  | 960.6493 | 0.01186
|  | 960.8914 | -0.00343
|  | 961.1336 | 0.00178
|  | 961.3758 | -0.0023
|  | 961.618 | 0.00549
|  | 961.8601 | -0.00114
|  | 962.1023 | 0.0037
|  | 962.3445 | -0.00401
|  | 962.5867 | 0.00273
|  | 962.8289 | -0.00555
|  | 963.0711 | 0.00199
|  | 963.3133 | -0.00249
|  | 963.5556 | 0.0039
|  | 963.7978 | -0.00337
|  | 964.04 | -0.00026272
|  | 964.2822 | -0.00437
|  | 964.5245 | 0.00384
|  | 964.7667 | -0.00096472
|  | 965.009 | 0.00316
|  | 965.2512 | -0.00067876
|  | 965.4935 | 0.002
|  | 965.7358 | -0.00414
|  | 965.978 | 0.00156
|  | 966.2203 | -0.00313
|  | 966.4626 | 0.0029
|  | 966.7049 | -0.0024
|  | 966.9472 | 0.00203
|  | 967.1895 | -0.01605
|  | 967.4318 | 0.01644
|  | 967.6741 | -0.0027
|  | 967.9164 | 0.00349
|  | 968.1587 | -0.0046
|  | 968.401 | 0.00081621
|  | 968.6434 | -0.00389
|  | 968.8857 | 0.00097019
|  | 969.128 | -0.0037
|  | 969.3704 | 0.00185
|  | 969.6127 | -0.00333
|  | 969.8551 | 0.00446
|  | 970.0974 | -0.00339
|  | 970.3398 | -0.00099165
|  | 970.5822 | -0.00387
|  | 970.8246 | 0.00149
|  | 971.0669 | -0.00146
|  | 971.3093 | 0.00228
|  | 971.5517 | -0.00233
|  | 971.7941 | 0.004
|  | 972.0365 | -0.00288
|  | 972.2789 | 0.00386
|  | 972.5213 | -0.00095735
|  | 972.7637 | 0.00546
|  | 973.0062 | -0.00335
|  | 973.2486 | 0.00526
|  | 973.491 | -0.00189
|  | 973.7335 | 0.00198
|  | 973.9759 | -0.0164
|  | 974.2183 | 0.01698
|  | 974.4608 | -0.00234
|  | 974.7033 | 0.00182
|  | 974.9457 | -0.00204
|  | 975.1882 | 0.00311
|  | 975.4307 | -0.0009506
|  | 975.6731 | 0.00395
|  | 975.9156 | -0.00199
|  | 976.1581 | 0.0038
|  | 976.4006 | -0.00518
|  | 976.6431 | 0.00278
|  | 976.8856 | -0.00442
|  | 977.1281 | 0.00703
|  | 977.3706 | -0.00595
|  | 977.6132 | 0.00048341
|  | 977.8557 | -0.0016
|  | 978.0982 | 0.00608
|  | 978.3407 | -0.00019421
|  | 978.5833 | 0.00303
|  | 978.8258 | -0.00323
|  | 979.0684 | 0.00318
|  | 979.3109 | -0.00109
|  | 979.5535 | 0.00527
|  | 979.796 | -0.00186
|  | 980.0386 | 0.00099789
|  | 980.2812 | -0.00122
|  | 980.5238 | 0.00618
|  | 980.7663 | -0.0196
|  | 981.0089 | 0.01628
|  | 981.2515 | -0.00648
|  | 981.4941 | 0.00657
|  | 981.7367 | -0.00309
|  | 981.9793 | 0.0026
|  | 982.222 | -0.00192
|  | 982.4646 | 0.00461
|  | 982.7072 | 0.00042885
|  | 982.9498 | 0.00202
|  | 983.1925 | -0.00313
|  | 983.4351 | 0.00243
|  | 983.6777 | -0.00231
|  | 983.9204 | 2.5686e-06
|  | 984.1631 | -0.00435
|  | 984.4057 | 0.00401
|  | 984.6484 | -0.008
|  | 984.891 | 0.00243
|  | 985.1337 | -0.00718
|  | 985.3764 | 0.0055
|  | 985.6191 | -0.00574
|  | 985.8618 | -1.078e-05
|  | 986.1045 | -0.00174
|  | 986.3472 | 0.0033
|  | 986.5899 | -0.00358
|  | 986.8326 | 0.00106
|  | 987.0753 | -0.00323
|  | 987.318 | 0.0055
|  | 987.5607 | -0.02314
|  | 987.8035 | 0.02244
|  | 988.0462 | -0.00078438
|  | 988.2889 | 0.00769
|  | 988.5317 | -0.00673
|  | 988.7744 | 0.0052
|  | 989.0172 | -0.00713
|  | 989.2599 | 0.0052
|  | 989.5027 | -0.00447
|  | 989.7455 | 0.00108
|  | 989.9882 | -0.00812
|  | 990.231 | 0.00734
|  | 990.4738 | -0.00395
|  | 990.7166 | 0.00353
|  | 990.9594 | -0.00846
|  | 991.2022 | 0.00212
|  | 991.445 | -0.00271
|  | 991.6878 | 0.00136
|  | 991.9306 | -0.00284
|  | 992.1734 | 0.00525
|  | 992.4162 | -0.00712
|  | 992.659 | 0.00525
|  | 992.9019 | -0.00485
|  | 993.1447 | 0.0094
|  | 993.3875 | -0.00485
|  | 993.6304 | 0.00126
|  | 993.8732 | 0.00093064
|  | 994.1161 | 0.00794
|  | 994.359 | -0.02662
|  | 994.6018 | 0.02749
|  | 994.8447 | -0.00571
|  | 995.0875 | 0.00957
|  | 995.3304 | -0.00601
|  | 995.5733 | 0.0055
|  | 995.8162 | -0.00617
|  | 996.0591 | 0.00474
|  | 996.302 | -0.00324
|  | 996.5449 | 0.0026
|  | 996.7878 | -0.00569
|  | 997.0307 | 0.00511
|  | 997.2736 | -0.00666
|  | 997.5166 | 0.0033
|  | 997.7595 | -0.00697
|  | 998.0024 | 0.00394
|  | 998.2453 | -0.00316
|  | 998.4883 | 0.00824
|  | 998.7312 | -0.00672
|  | 998.9742 | 0.00652
|  | 999.2171 | -0.00438
|  | 999.4601 | 0.00348
|  | 999.703 | -0.00685
|  | 999.946 | 0.0073
|  | 1000.189 | -0.00531
|  | 1000.432 | 0.0042
|  | 1000.6749 | -0.00953
|  | 1000.9179 | 0.01086
|  | 1001.1609 | -0.02836
|  | 1001.4039 | 0.02832
|  | 1001.6469 | -0.00774
|  | 1001.8899 | 0.01131
|  | 1002.1329 | -0.00624
|  | 1002.3759 | 0.01213
|  | 1002.619 | -0.00428
|  | 1002.862 | 0.00999
|  | 1003.105 | -0.00792
|  | 1003.348 | 0.00642
|  | 1003.5911 | -0.00538
|  | 1003.8341 | 0.01108
|  | 1004.0772 | -0.00944
|  | 1004.3202 | -0.00148
|  | 1004.5633 | 0.00911
|  | 1004.8063 | -0.00242
|  | 1005.0494 | 0.00474
|  | 1005.2925 | -0.00995
|  | 1005.5356 | 0.00533
|  | 1005.7786 | -0.01062
|  | 1006.0217 | 0.00267
|  | 1006.2648 | -0.00091703
|  | 1006.5079 | 0.00518
|  | 1006.751 | -0.00821
|  | 1006.9941 | 0.0124
|  | 1007.2372 | -0.01028
|  | 1007.4803 | 0.00912
|  | 1007.7234 | -0.0427
|  | 1007.9666 | 0.03179
|  | 1008.2097 | -0.00443
|  | 1008.4528 | 0.00387
|  | 1008.696 | -0.00894
|  | 1008.9391 | 0.0112
|  | 1009.1822 | -0.01024
|  | 1009.4254 | 0.00933
|  | 1009.6685 | -0.00252
|  | 1009.9117 | 0.0046
|  | 1010.1549 | -0.00796
|  | 1010.398 | 0.00733
|  | 1010.6412 | -0.01519
|  | 1010.8844 | 0.00693
|  | 1011.1275 | -0.0097
|  | 1011.3707 | 0.00453
|  | 1011.6139 | -0.00948
|  | 1011.8571 | 0.00661
|  | 1012.1003 | -0.00519
|  | 1012.3435 | 0.00962
|  | 1012.5867 | -0.0104
|  | 1012.8299 | 0.00971
|  | 1013.0731 | -0.00342
|  | 1013.3164 | 0.0111
|  | 1013.5596 | -0.01019
|  | 1013.8028 | 0.01413
|  | 1014.046 | -0.00411
|  | 1014.2893 | 0.01295
|  | 1014.5325 | -0.04684
|  | 1014.7758 | 0.03578
|  | 1015.019 | -0.0054
|  | 1015.2623 | 0.00813
|  | 1015.5055 | -0.0116
|  | 1015.7488 | 0.00847
|  | 1015.9921 | -0.01037
|  | 1016.2354 | 0.00933
|  | 1016.4786 | -0.00318
|  | 1016.7219 | 0.00692
|  | 1016.9652 | -0.00268
|  | 1017.2085 | -0.00033533
|  | 1017.4518 | -0.00618
|  | 1017.6951 | 0.00493
|  | 1017.9384 | -0.00903
|  | 1018.1817 | 0.00762
|  | 1018.425 | -0.0103
|  | 1018.6683 | 0.01976
|  | 1018.9116 | -0.00243
|  | 1019.155 | 0.0144
|  | 1019.3983 | -0.01525
|  | 1019.6416 | 0.01147
|  | 1019.885 | -0.01051
|  | 1020.1283 | 0.00941
|  | 1020.3717 | -0.00492
|  | 1020.615 | 0.01522
|  | 1020.8584 | -0.00758
|  | 1021.1017 | 0.01468
|  | 1021.3451 | -0.05349
|  | 1021.5885 | 0.06246
|  | 1021.8319 | 0
|  | 1022.0752 | 0
|  | 1022.3186 | 0
|  | 1022.562 | 0
|  | 1022.8054 | 0
|  | 1023.0488 | 0
|  | 1023.2922 | 0
|  | 1023.5356 | 0
|  | 1023.779 | 0
|  | 1024.0224 | 0
|  | 1024.2658 | 0
|  | 1024.5093 | 0
|  | 1024.7527 | 0
|  | 1024.9961 | 0
|  | 1025.2395 | 0
|  | 1025.483 | 0
|  | 1025.7264 | 0
|  | 1025.9699 | 0
|  | 1026.2133 | 0
|  | 1026.4568 | 0
|  | 1026.7002 | 0
|  | 1026.9437 | 0
|  | 1027.1872 | 0
|  | 1027.4306 | 0